## License
Offshore wind database
License: Creative Commons-Attribution 4.0 International license, which means that you can reuse and modify this data and graphics, but please give credit to the author.
Author: Amos B. Batto
Version: 1.0 (2023-04-12)
Software: LibreOffice 7.5 in PluriOS (I have no idea what the graphics look like if you open this in MS Office)

Feel free to contact me, with comments/corrections/additions:
Amos B. Batto
Email: amosbatto@yahoo.com
Cell phone/Telegram/Whatsapp: +591-76585096
Blog: https://amosbbatto.wordpress.com

## Offshore_turbines
Offshore wind turbines models (planned or realized)
Manufacturer†	Model	Capacity (MW)	Rotor diameter (m)	Swept area (m2)	Blade length (m)	Power dens.W/m²	IEC class	Blade weight (tonnes)	Nacelle dimensions (m)	Nacelle weight (tonnes)	Rotor weight (tonne)	Hub height (m)	Tip height (m)	Tower weight (tonnes)	# installedoffshore	Announced	Prototype made or installed	Serial production /1st deploy	Min/rated/max/survival speed (m/s)	Drive	Generator	Voltage	Notes	Headquarters	Country	First mention	Max MW	Denmark	Germany	Netherlands	Spain	France	Rest of Europe	USA	Japan	S. Korea	China	Type of design
2-B Energy	2B6	6.2	140.6	ε 49,769		334	I					1Pon	2007	2015-Q4			HS-3S	DFIG		2-blades, downwind, pitch control, auto “soft yaw” to follow wind, but 8 yaw motors can activate in emergency. Potential 12MW model in design. 1P in 2016 in Eemshaven, NL	Hengelo	NL	2007-06-01	6.2			6.2					M
2-B Energy	12MW	12					0	2012-03-28					Hengelo	NL	2012-03-28	12			12					M
2-B Energy	14MW	14			108					dev	2022?					Received a €2.548.254 grant from Dutch government to develop a 14MW turbine	Hengelo	NL	2022-06-01	14			14					M
aerodyn	MULTIBRID	5	100	ε 7,854		637					0	1998-04				MSH-2S	PMSG		This design was never built, but aerodyn licensed it to Pfleiderer Wind Energy, which used it to found Multibrid GmbH in 2000, which prototyped the M5000/116 in 2003-4. aerodyn also licensed MULTIBRID to WinWinD to produce 3MW and smaller turbines.	Rendsburg	DE	1998-04-15	5		5					D
aerodyn → aerodyn engineering	SCD 3.0	3	100	ε 7,854		382	IIA+					85			1P	2007-11-01	2010		3/11.5/20	MSH-2S (gear ratio: 1:24)	PMSG		Two bladed, downwind, medium speed hybrid, integrated so more compact than MULTIBRID. Mingyang licensed the 2.5/3 MW SCD in 2008-07 to Mingyang, which installed a MY3.0-100 SCD prototype in Rudong, Jiangsu in 2010-05. There were 3.0-93, MY3.0-108, 3.0-110, 3.0/115 basic, 3.5/100 nearshore & 2.5/130 light wind variants, but not clear which were designed for offshore.	Rendsburg	DE	2007-11-01	3		3					D
aerodyn	aeroMaster aM 5.0/130	5	130	ε 13,273		377	IB					0?	2010	2015				SC or PM		Areovide says that it started development in 2010 and got 2 licensees in 2010-11, and the aeroMaster 5.0 appeared on its web site between 2012-11-16 and 2013-07-31. Licensed as the Windey WD130-5000. Option of squirrel cage or permanent magnet generator.	Rendsburg	DE	2010-06-01	5		5					D
aerodyn	aeroMaster aM 5.0/139	5	139	ε 15,175		329	IIB					2P?	2010	2014-02				SC or PM		Licensed as the Hyosung HS139-50 (prototype at Jeju Island in 2014-02) and Windey WD139-5000. Option of squirrel cage or permanent magnet generator. Windey installed a prototype in Pinghu City in 2016-06, but unclear if the 5.0/130 or 5.0/139.	Rendsburg	DE	2010-06-01	5		5					D
aerodyn	SCD 6.0/140	6	140	ε 15,394	69	390	II		11.2m long					1P		2015-03-16			MSH-2S	PMSG		Two bladed, downwind, medium speed downwind, integrated so more compact than MULTIBRID. Licensed by Mingyang, which installed one prototype in 2015-03, but then abandoned for 3 bladed upwind design. “advanced” variant offered in 2015.	Rendsburg	DE	2015-03-16	6		6					D
aerodyn	SCD 6.5/130	6.5	130	ε 13,273		490	I					0	2013-08-16				MSH-2S	PMSG		High wind speed variant.	Rendsburg	DE	2013-08-16	6.5		6.5					D
Aerodyn→ AEROVIDE	aeroMaster aM 6.0/139	6	139	ε 15,175		395	IB				135	≥290			0?	2019					SCI or PMS	690 or 3300	Power electronics inside nacelle, for high and medium wind speeds, blade is AerodynBlade 5.0-68, 6.0-79 or Sinoma 75 model.	Rendsburg	DE	2019-06-01	6		6					D
Aerodyn→ AEROVIDE	aeroMaster aM 6.0/154	6	154	ε 18,627	75	322	IIB				142	≥290			0?	2019					SCI or PMS	690 or 3300	Choice of squirrel cage or permanent magnet sync generator, but brochure doesn’t mention drive options.	Rendsburg	DE	2019-06-01	6		6					D
Aerodyn→ AEROVIDE	aeroMaster aM 5.7/163	6	163	ε 20,867		288	IIIB				145	≥290			0?	2019					SCI or PMS	690 or 3300		Rendsburg	DE	2019-06-01	6		6					D
AEROVIDE	AeroMaster 10 DD	10					dev	2019				DD	PMSG		On 2020-3-28, Aerovide announced that it was designing 10 MW turbines for 4 clients in Asia, of which 2 are direct drive and 2 are medium speed geared. Licensed as UNISON U210-10MW (DD), and the others may be: Windey (MS), SANY (MS & DFIG), Tiayuan or CRRC (MS).	Rendsburg	DE	2019-06-01	10		10					D
aerodyn engineering	SCD 3.0MW upwind floater	3					72			2P	2016-09	2019-06-06			MSH-2S			2 blade upwind; modified the SCD 3.0 MW turbine to handle 15° and acceleration of 15 m/sec²; 3 roller yaw bearing with higher load bearing capability, a modified gearbox lubrication system, and strengthened blade bearings to cope with floater-turbine-nacelle inclinations and accelerations. Kitakyushu Port (1P w/ IDEOL Damping Pool foundation, 2019); Hibiki Demo (1P w/ IDEOL Damping Pool foundation, 2018)	Büdelsdorf	DE	2016-09-15	3		3					D
aerodyn engineering	SCDnezzy 6 MW	6					0	mid-2017				MSH-2S			1:10 scale prototype tested in early 2018 near Kure, JP.	Büdelsdorf	DE	2017-06-01	6		6					D
aerodyn engineering	SCD advanced	6	140	ε 15,394		390	IIB+			308		100			0	2015				MSH-2S	EESG		2 blade downwind fixed foundation.	Büdelsdorf	DE	2015-06-01	6		6					D
aerodyn engineering	SCD 8.0/168	8	168	ε 22,167		361	IB		12.2x4.5x*5.7	395.0		100			0	2013-11-06			3.5/11.5/25	MSH-2S	PMSG→EESG		100 m/s max tip speed, 2 blades downwind, 1:27 gear ratio. Helicopter landing pad. Originally a PMSG, but changed to EESG (brushless electrically excited synchronous generator).	Büdelsdorf	DE	2013-11-06	8		8					D
aerodyn engineering	SCD deep float	8	168	ε 22,167		361	IB+			355		110			0	2015				MSH-2S	EESG		2 blade downwind floater for 150m and deeper water.	Büdelsdorf	DE	2015-06-01	8		8					D
aerodyn engineering	SCDnezzy 8 MW	8	168	ε 22,167		361	IB+			355		110			0	2014-11-01				MSH-2S	EESG		SCD nezzy is 2 blade downwind floater for water depths of 40m.	Büdelsdorf	DE	2014-11-01	8		8					D
aerodyn engineering	SCDnezzy2 15MW	2x7.5	2x150→ 2x155	35343→ 37738		425					dev	2017-05-30				MSH-2S	EESG		2 close counter-rotating downwind rotors. Changed from 2 bladed 150m rotors in 2017 to 3 bladed 155m rotors in 2020 (probably because that is what Mingyang was willing to provide). The AEP of 2 bladed rotors is 3-3.5% less than a 3 bladed rotors. EnBW has been testing an 18m 1:10 prototype in 2020 in the Baltic Sea, and Mingyang will test a 16.6MW prototype in 2023.	Büdelsdorf	DE	2017-05-30	15		15					D
aerodyn engineering	SCDnezzy2 20MW	2x10	2x182	ε 52,031		384					113			dev	2023-01-30 (archived)			?/11.8/?	MSH-2S	EESG		brochure.	Büdelsdorf	DE	2023-01-30	20		20					D
AirGenesis	11MW	11	2x103	ε 16,665	48.8	660			3.66x3.66x4.88			78 & 93			0	2012-04			3/16.7/40		PM		Double overlapping rotors.		US	2012-04-15	11					11				C
Alstom→GE	Haliade 150-6.0MW	6	150.8	ε 17,860		336	IB					154	2011-07	2012-03			DD	PMSG		80 at Saint-Nazaire under construction	Paris	FR	2011-07-15	6					6					M
AMSC Windtec	wt5500df	5.5	140	ε 15,394		357					100			0?	2012			3.5/11.75/30	HS-planetary	DFIG (3 phase)		water cooled. Announce date from copyright on brochure.	Carinthia	AT	2012-06-01	5.5					5.5					D
AMSC Windtec	wt5500fc	5.5	140	ε 15,394		357					100			10	2010-01-05			3.5/11.75/30	HS-3S	PM (sync or async)		water cooled, 3 stage planetary gears, semi-integrated assembly, separate bolted on generator. Dongfang licensed in 2010 and installed 10 units In Fuqing Xinghua Bay 2 in 2019. Hyundai→Doosan licensed in 2013-02, and Doosan will install 18 units in Jeju Island, KR in 2024.	Carinthia	AT	2010-01-05	5.5					5.5					D
AMSC Windtec	SeaTitan wt10000dd	10	164	ε 21,124		473				<500					0	2009			4.0/11.5/30.0	DD	Superconductor			Ayer, MA	US	2009-06-01	10					10				D
AMSC Windtec	SeaTitan wt10000dd (190m)	10	190	28,353		353				<500		125			0	2010-05-13			4.0/11.5/30.0	DD	Superconductor		High temperature superconductor synchronous with Amperium wire	Ayer, MA	US	2010-05-13	10					10				D
Areva→Adwen	M5000-135→AD 5-135	5	135	ε 14,314		349					130	2011-11-29	2013-02-04			LSH	PM		70 in Wikinger in 2017; 1 prototype onshore at Bremerhaven (2013). Evolution from M5000-116. Design with 100 m rotor was originally licensed from aerodyn in 2000.	Paris	FR	2011-11-29	5					5					M
Areva→Adwen	M8000-180→AD 8-180	8	180	ε 25,447	88.4	314					1P	2013-11-29	2017-05-19			MSH	PM		one mention of M800-180. AD 8-180 was canceled by SGRE in 2017-09.	Paris	FR	2013-11-29	8					8					M
Azimut project	15MW	15					0	2010-11-25					Consortium of 11 Spanish companies to develop a 15MW offshore turbine, with €€25 million in funding from CENIT till 2013.		ES	2010-11-25	15				15					C
Baonan (无锡宝南机器制造有限公司)	BN82-2000	2	82	ε 5,281		379					1P	2008?				HS	FDIG		Longyuan Jiangsu Rudong Intertidal (1P, 2010?), Developed the turbine between 2006 and 2008.	Wuxi	CN	2008-06-01	2					2	M
BARD/aerodyn	5.0	5	122	ε 11,690		428	I	28.5	14x8.5x8	425					80	2007-04	2008-11-18	2010-03		3S-HSG	FDIG		BARD 1 Offshore (80 units, 2013-07). Rysumer Nacken (2P onshore, 2007); Hooksiel (1P offshore, 2008)	Emden	DE	2007-04-15	5		5					M
BARD/aerodyn	6.5	6.5	122	ε 11,690	60	556					2P	2009-05-15	2011-02					6.5MW Multi Duored gearbox fitted into nacelle of BARD 5.0. Near Emden (1P onshore, 2011-02)	Emden	DE	2009-09-15	6.5		6.5					M
Bewind	BW 14.xM225	14	225	ε 39,761	110	352					dev	≤2020-10-30			03/12/25	2S-MSG	PMSG		Bewind helped WEG design its upcoming AGW172/7.x with a 2S-MSH drive	Rendsburg	DE	2020-10-30	14		14					D
Blaaster Wind Technologies	6MW	6					0	2011-07-23					Mentioned.	Trondheim	NO	2011-07-23	6					6					M
Blue H + WES	WES18 mk1 80kW floater	0.08	18	ε 254		314					1P		2007-12-07					Two bladed upwind HAWT. Description.	Nieuwvliet / Opmeer	NL	2007-12-07	0.08			0.08					M
Blue H	2MW FCU	2					0	2008-11-24					2 bladed, “integrated proprietary designed” 2MWturbine. Reported in 2008-11 that “Engineers in Italy are currently adapting two Gamma 2 MW turbines for use at sea”.	Nieuwvliet	NL	2008-11-24	2			2					M
Blue H	3.5MW	3.5					0	2008-11-01					Nieuwvliet	NL	2008-11-01	3.5			3.5					M
Bonus	B35/450	0.45	35	ε 962		468					11			1991					Vindeby, DK (11 units, 1991)--first offshore wind farm; used gearboxes by Winergy.	Brande	DK	1991-06-01	0.45	0.45					M
Bonus	B76/2000	2	76	ε 4,536		441					20			2000					Middelgrunden wind farm (20 units, 2000) + 145 onshore	Brande	DK	2000-06-01	2	2					M
Bonus	B82/2300	2.3	82.4	ε 5,333		431					83	2001		mid-2003					Nysted Havmoellepark (72, 2003), 83 offshore + 423 onshore	Brande	DK	2001-06-01	2.3	2.3					M
Bonus→Siemens	SWT-2.3-82 VS (floating)	2.3	82.4	ε 5,333	40	324	IA			82	54				1P	2003	2009-06-11				SPM		World’s first floating turbine. Hywind, Norway (1P, 2009). Originally named Bonus 2.3MW VS, before Siemens bought Bonus Energy in 2004-10.	Brande	DK	2003-06-01	2.3	2.3					M
China Creative Wind Energy	CCWE-1500/77.D / 82.D	1.5	77 / 82	4715 / 5278	37.5 / 40.25					33			2015-01		DD	PMSG	690	Datang Laizhou Wind Farm phase III (33 units, 2015-01)--other site says it was onshore and DFIG. Strange that the CWEA data doesn’t include this wind farm.	Qingdao	CN	2015-01-15	1.5					1.5	M
China Creative Wind Energy	CCWE-3000/100.DF / SUT-3000	3	100	ε 7,854		382	IIIA					0?	2009-02-17			3.5/11.5/25/52.5	HS-3S	DFIG	1000	Variable speed, variable pitch, dual offshore and onshore use, designed by Shenyang University of Technology, with collaboration from Garrad Hassan. There are two images, but the photo may be CCWE-3600/115 (according to the image filename). China Creative Wind Energy (沈阳华创风能) is better translated as Shenyang Huachuang Wind Energy, and it is a JV of Shenyang University of Technology that became part of China Datang Corp in 2011-07, but Datang which owned 82%, spun it off in 2017-02.	Qingdao	CN	2009-02-17	3					3	M
China Creative Wind Energy	CCWE-3000/103.D	3	103.4	ε 8,397	50.5	357					85			1P	2015-03-29 (archived)	2016-10-11		3/10.76/25/59.5	DD	PMSG	690	This site says not offshore, but this site and GWEC’s 2012 China report say it was.	Qingdao	CN	2015-03-29	3					3	M
China Creative Wind Energy	CCWE-3600/115.HD	3.6	115	ε 10,387		347	IIA					84.68			0	2015-03-28 archived			3/ ? /25	MSH-2S	PM		Description in Chinese. Thewindpower.net lists the direct drive CCWE-3600/115.D, but CCWE’s web site lists a hybrid model (which the CWEEA lists as CCWE-3600/115.HD).	Qingdao	CN	2015-03-28	3.6					3.6	M
China Creative Wind Energy	CCWE-5000/126.D	5	126	ε 12,469		401	IIA					0	2015-03-28 archived			3.5/11/25/59.5	MSH-2S (gear ratio: 47.92)	PM		Product page, image and description in Chinese. Never produced.	Qingdao	CN	2015-03-28	5					5	M
China Energine (China Aerospace Wanyuan Interntl)	HWYC2000	2	90/93/101/106		43.7/45.3/49/51.5		IIA, IIIA/S					onshore	2010-07-15	2010-Q4	2011-04-29	3-3.5 / 10.5-11 / 25 / 52.5-59.5	DD	PMSG	690	On 2016-11-14 announced a CNY 2B factory to build 1000 HWYC2000 and HWYC3000 per year in the Jiuyuan Industrial Park.	Hong Kong	CN	2010-07-15	2					2	M
China Energine (China Aerospace Wanyuan Interntl)	HWDL2000	2	93/97/101/106/110/117/122		45.3/49/54.2/57/59.5		IIA, IIIA/S					75/80/85			0?	2014-12-05			3 / 9.4-9.5 / 22-23 / 52.5-59.5	DD	EESG	690	Description. TUV certified on 2014-12-05.	Hong Kong	CN	2014-12-05	2					2	M
China Energine (China Aerospace Wanyuan Interntl)	HWYC3000	3	120/133		58.5/65		IIA, IIIA/S					0?	2017-01-19			3 / 9.7-10.5 / 23 / 52.5-59.5	DD	PMSG	690	Started certification with China Classification Society in 2016-03.	Hong Kong	CN	2017-01-19	3					3	M
Clipper	Britannia (7.5MW)	7.5					0	2007-10-10					Upgraded to a 10MW model in 2010 and then canceled.	Cedar Rapids, IA	US	2007-10-10	7.5					7.5				M
Clipper	Britannia C-150	10	144	ε 16,286	72	614		30					0	2010-04-13				MSG?			Canceled in 2011-08. Drive similar to Areva Multibrid 5MW and generator would weigh 400-500 tonnes. Prototype planned for 2012 when the project was canceled.	Cedar Rapids, IA	US	2010-04-13	10					10				M
Condor Wind Energy	5	5	120	ε 11,310		442	S				259				0	2011-06-07			?/12-13/?/70	MS-2.5S	IG		2 bladed teeter hinge design from Gamma 60, 127 m/s max tip speed, non-integrated medium-speed with four-point gearbox support (main shaft and two rotor bearings), 2.5-stage planetary gearbox and brushless eight-pole induction generator. Condor headquartered in the UK, but design team is located in Genoa, IT.		UK	2011-06-07	5					5					M
CSIC Haizhuang	H93-2.0MW	2	93	ε 6,793		294					1P			2009					Longyuan Jiangsu Rudong Intertidal (1P, 2010). Bashang, Hebei, CN (25 units onshore, 2009)	Chongqing	CN	2009-06-01	2					2	M
CSIC Haizhuang	H102-2000	2	102	ε 8,171		245	IIIA					10			2014		HS-3S			10 units (2014) at Longyuan Rudong Intertidal.	Chongqing	CN	2014-06-01	2					2	M
CSIC Haizhuang	H128-5.0MW / H127-5.0MW	5	128	12,911		387	I and IIIB+					2	2012		2017	3.5/11.8/25	HS	PM	690	Fuqing Xinghua Bay phase I, Fujian (2xH128, 2017). C4Offshore reports two H127-5.0MW in Longyuan Rudong (2012), but others (1,2,3) says they are H154-5.0MW. Developed between 2010 and 2012.	Chongqing	CN	2012-06-01	5					5	M
CSIC Haizhuang	H151-5.0MW	5	151	17,908	73.5	279	I			370-380		97	172.5		90	2016-11-16			3.5/10.6/25	HS	PM	690	LM Wind makes blades. Huaneng Rudong 300MW - North (19 units, 2017);	Chongqing	CN	2012-11-16	5					5	M
CSIC Haizhuang	H154-5.0MW	5	154	ε 18,627	75	268	likely I			600					2P		2012-07-27			HS	PM		Longyuan Rudong Intertidal Trial (2 prototypes, 2012). Changed to H151 in 2016 with shorter blades made by LM Wind.	Chongqing	CN	2012-07-27	5					5	M
CSIC Haizhuang	H171-5.0MW	5	171	22,966		218	S and IIIB					107	192.5		155		2017-08-11		3.5/9.6/25	HS	PM	690	40 in Rudong H15, 67 in Rudong H8	Chongqing	CN	2017-08-11	5					5	M
CSIC Haizhuang	H151-6.2MW / H152-6.2MW	6.2	151	18,146		342	IB					97	172.5		3		2020-07-25		3.5/11.7/25	HS	PM	690	Huaneng Rudong H3 (2 units, 2020-21); H151-6.2MW is listed on CSSC’s web site, but all the installations are the H152-6.2MW. Floating model announced on 2021-07-11, and installed on 2022-09-07.	Chongqing	CN	2020-07-25	6.2					6.2	M
CSSC Haizhuang	H171-6.2MW	6.2	171	22,966		270	S					107	192.5		41	2019-04-25	2020		3.5/10.5/28	HS	PM	690	41 in Guodian Xiangshan 1 1, some in Huaneng Dalian Zhuanghe IV 1; 1 prototype in Huaneng Rudong H3 (2020)	Chongqing	CN	2019-04-25	6.2					6.2	M
CSSC Haizhuang	H185-6.2MW	6.2	185	ε 26,880		231					0?	2019-10-21					It was initially presented as an offshore model, but now the H185-6.25MW is listed as an onshore model, so HZwind likely changed its mind.	Chongqing	CN	2019-10-21	6.2					6.2	M
CSSC Haizhuang	H176-6.25MW	6.25	176	24,328		257	S					112	200		65			2021	3.5/10.2/28	HS?	PM	1140	China Resources Cangnan #1 (24 units, 2022-10-22); Guodian Xiangshan #1 (41 units, 2021); Probably using high speed geared with PM, but this article isn’t clear.	Chongqing	CN	2021-06-01	6.25					6.25	M
CSSC Haizhuang	H171-8.0MW	8	171	ε 22,966		348					0?	<2022-08-08					This site mentions the H187-8.0 and H187-6.2, but I can’t find any other mention of it.	Chongqing	CN	2022-08-08	8					8	M
CSSC Haizhuang	H185-8.0MW	8	185	26,880		298	IIC, I					0?	2019-10-21			3.5/11.5/28	MS-2SP	PM	690		Chongqing	CN	2019-10-21	8					8	M
CSSC Haizhuang	H210-8.0MW	8	210	34,636		231	S					0?	2019-10-21			3.5/10.1/28			3300	info	Chongqing	CN	2019-10-21	8					8	M
CSSC Haizhuang	H220-8.0MW	8	220	ε 38,013		210					73	2022-01-07					Xiangshan Tuci Offshore Wind (35 units, 2022); CTG Laizhou demo (38 units, 2022)	Chongqing	CN	2022-01-07	8					8	M
CSSC Haizhuang	H220-8.35MW	8.35	220	ε 38,013		220					60			2022-09-08					Shandong Bozhong A, China (60 units, 2022-12)	Chongqing	CN	2022-09-08	8.35					8.35	M
CSSC Haizhuang	H236-8.XMW	8	236	ε 43,744		183					293 ordered		2022-06			MSH	PM		CSSC says that the H236-8.XMW was installed at Shandong Bozhong A on 2022-10-29, but others say it was the H220-8.35MW.	Chongqing	CN	2022-06-15	8					8	M
CSSC Haizhuang	H210-10.0MW	10	210	ε 34,636	103	289					25 (+133 ordered)	2019-10-21		2022-08-22		MS-2SP	PM		158 H210-10MW prototypes are ordered with sales revenue up to 5bn yuan (2022-09-07), including China Resources Cangnan #1 (25 units, 2022-12). Semi-integrated medium speed 2-stage planetary gears with permanent magnet generator; gearbox made Nanjing High Speed (NGC) and Chongqing Gearbox and gearbox input torque rating is into the 13,000kNm-plus range; 103m blades made by a local supplier: "The single biggest challenge for our 10MW machine turned out to be sourcing the roughly 103-metre long blades, because international procurement would have been too expensive and therefore was not an option."	Chongqing	CN	2019-10-21	10					10	M
CSSC Haizhuang	H220-10.0MW	10	220	ε 38,013		263					dev	2022-11-23			3.5/10.3/28	MSH	PMSG	950	description.	Chongqing	CN	2022-11-23	10					10	M
CSSC Haizhuang	H210-12.0MW	12	210	34,636		346					123			dev	2019-11			3.5/11.2/28	MSH	PMSG			Chongqing	CN	2019-11-15	12					12	M
CSSC Haizhuang	H220-12.0MW	12	220	ε 38,013		316					dev	2022-10-08				MSH	PMSG		Not sure if I should include the H220-12.0MW and H256-13.7MW, since only listed on the info for the 2022 Beijing WEC, which was canceled due to COVID. Maybe CSSC will publish them in the future or maybe decided to cancel them.	Chongqing	CN	2022-10-08	12					12	M
CSSC Haizhuang	H256-13.7MW	12	256	ε 51,472		233					dev	2022-10-08				MSH	PMSG			Chongqing	CN	2022-10-08	12					12	M
CSSC Haizhuang	H256-16MW	16	256	34,636		462					dev	2021-10-18				MSH	PMSG		I suspect that this model will get skipped in favor of the H256-16.7MW.	Chongqing	CN	2021-10-18	16					16	M
CSSC Haizhuang	H256-16.7MW	16.7	256	ε 51,472	126	324	I					dev	2022-09-30	2022-12?			MSH	PMSG			Chongqing	CN	2022-09-30	16.7					16.7	M
CSSC Haizhuang	H260-18.0MW	18	260	ε 53,093	128	339					dev	2022-11-29	2023-01-09 (nacelle) / 2023-05 (install)			MSH	PMSG		Modularized medium-speed geared drivetrain that is “easily disassembled and integrated, with compact structure”; independent pitch control to reduce the load on blades.	Chongqing	CN	2022-11-29	18					18	M
CSSC Haizhuang (CN)	25+MW / 300+m	≥25	≥300	ε 70,686		354					dev	2023-01-09				MSH	PMSG		Not a formal product announcement, but I’m going to count it.	Chongqing	CN	2023-01-09	25					25	M
CRRC Shandong (山东中车风电)	CWT6000-D154	6	154	ε 18,627		322					0	<2018-04-01					Company web site (2018-04-01) states: “6MW offshore wind turbines have entered the stage of R&D and trial production.” By 2021, the CWT6000 was no longer listed.	Jinan, Shandong	CN	2018-04-01	6					6	M
CRRC Shandong (山东中车风电)	CWT6000-D170	6-8	170	ε 22,698		264			5×6×6.2	300		110			0	<2018-04-01				MS	PM		Hydraulic pitch, electric yaw, medium-speed and medium-voltage permanent magnet, 6-8MW, rotor weight of 170 t.; this site mentions a D154 variant, but I can’t find any other mention of it.	Jinan, Shandong	CN	2018-04-01	8					8	M
CSR→CRRC Zhuzhou	WT5000-D128	5	128	ε 12,868		466	IB					0?	2011-10-28			3/12/25/70				Description. CSR expected to install the 5MW prototype in 2012—but I can’t find any further mention of it. In 2015-07, CSR manufactured the 5MW MSH drives for Areva Wind. CRRC Zhuzhou claims credit for many Mingyang offshore turbines.	Zhuzhou City, Hunan	CN	2011-10-28	5					5	M
CRRC Zhuzhou	?	8-12	225	ε 39,761		302					1P + ordered	2022-11-13	2022-12-27			MSH	PMSG		On 2022-09-19, won a bid to supply 8.5MW or larger turbines in 450MW at a price of 3523 yuan/kW in Rushan City, Weihai, Shandong. CRRC Shandong announced in 2022-06 that building an offshore factory in Dongying City.	Zhuzhou City, Hunan	CN	2022-12-27	12					12	M
Darwind→XEMC	DD115-5MW→ XD115-5MW	5	115	ε 10,387		481	IC			184	86	80-140			2Pon	2006	2011-06-26		4.0/14/25	DD	PMSG		1 onshore prototype in North Holland in 2011 and another in Fuqing City, China in 2012.	Hilversum	NL	2006-06-01	5			5					M
Darwind→XEMC →Harbin Electric	DD128-5MW→ XE128-5MW→ XE128-5000	5	128	12,773	62	391	IB			185	90	100			10		2014	2016	3/11.5/25/70	DD	PMSG	3000	Based on Darwind XD115/5.0MW. 1P installed onshore in China in 2014. Fujian Pinghai Bay phase 1, China (10 units, 2016-08)	Hilversum	NL	2014-06-01	5			5					M
DeepWind	5MW	5	60.48	11,996	143					0	2013-01-24			04/15/25				2 bladed Darrieus VAWT floater. Paper.		DK	2013-01-24	5	5					A
DeepWind	20MW	20					0	2010-08-04					2 bladed Darrieus VAWT floater		DK	2010-08-04	20	20					A
Dongfang	D4500-155	4.5	155	ε 18,869		636					14	2019-12-08		2021-02-05	?/7.5/?	DD	PMSG	1140	Changhai 3 & 4, Vietnam (14 units & more?, 2021); Yabei-Dadwa Phase 1&2, Vietnam (13 units, 2021)	Chengdu, Sichuan	CN	2019-12-08	4.5					4.5	M
Dongfang	DEW-G5000-140/ FD140-5.0MW	5	140	15,376		780	IB					90			20		2013-07-13	2017-09-08	3.5/11/30/70		DFA		Fuqing Xinghua Bay phase 2 (10 units, 2020); total weight: 733.5 tonnes; started development in 2009.	Chengdu, Sichuan	CN	2013-07-13	5					5	M
Dongfang / AMSC	DEW-5.5MW-140	5.5	140	ε 15,394		780					2P	2012-07-19	2013-07-25			HS	PMG		2P in Nantong, Jiangsu (2012) and Rudong Intertidal (2013). In 2020 and 2021, Dongfang had reduced the capacity rating to 5.0MW and was selling it as the FD140-5MW, but based on AMSC design according to Windpower Monthly.	Chengdu, Sichuan	CN	2012-07-19	5.5					5.5	M
Dongfang	DEW-D7000-186	7	186	ε 27,172	91	258					57		2020-03-30	2021-12-06	?/7.5/?/77	DD	PMSG	1140	For low to medium wind areas; Qidong, Jiangsu (14 units, 2021); Yangjiang, Shapa Town, Guangdong (43 units, 2021). It 96.2% localization of components.	Chengdu, Sichuan	CN	2020-03-30	7					7	M
Dongfang	D7500-186 / D7.5S MW-186	7.5	186	ε 27,172	91	276	S					110			51	2020-10-14			3/11.5/25/77	DD	PMSG		Huaneng Dalian Zhuanghe IV 1 (51 units, 2021)	Chengdu, Sichuan	CN	2020-10-14	7.5					7.5	M
Dongfang / CTG	D10000-185	10	185	ε 26,880	90	372	S	34		490		120			30	2018-10-18	2019-06-27	2021-03-30	3.5/12/25/77	DD	PMSG		Changle Offshore Wind Farm Area A and C (30 units, 2022).	Chengdu, Sichuan	CN	2018-10-18	10					10	M
Dongfang	D11000-185 / DF11MW-185	11	185	ε 26,880	90	409	I,S					115			0?	2021-01-13				DD	PMSG		D10000-185 uprated to 11MW. I’m not sure if 10 or 11 MW version was installed in Changle, but reported as 10MW.	Chengdu, Sichuan	CN	2021-01-13	11					11	M
Dongfang	D13000-211	12-13	211	34,967	103	372	I					130			dev	2021-10-18	2022-02-22		?/?/?/77	DD	PMSG		Blades use custom carbon fiber pultrusion fabrication; withstand typhoons with wind speeds of 77 m/s.	Chengdu, Sichuan	CN	2021-10-18	13					13	M
Dongfang	D13000-245-S	13	245	ε 47,144		276					dev	2022-07-19				DD	PMSG		A potential 300MW order in Guangdong province for this turbine.	Chengdu, Sichuan	CN	2022-07-19	13					13	M
Dongfang	D16000-2XX-S	16	262	ε 53,913	128	297					dev	2022-07-19	Q4 2023 or early 2024	End 2024		DD	PMSG		likely won’t be built b/c superseded by the D17000.	Chengdu, Sichuan	CN	2022-07-19	16					16	M
Dongfang	D17000-262-S	17	262	ε 53,913	128	315		~50					dev	2023-01-26	Late 2023			DD	PMSG			Chengdu, Sichuan	CN	2023-01-26	17					17	M
Doosan	WinDS3000/91	3	91.3	ε 6,547	44	458	IA	10				80			10	2009-09	2011	2016		HS-3S			10 in Tamra Offshore Wind, KR (2016). Offshore prototype at Jeju Haengwon in 2014. Dev work started in 2005-01 or 2006. First blade produced in 2009-03.	Seoul	KR	2009-09-15	3					3		M
Doosan	WinDS3000/100	3	100	ε 7,854		382	IIA					90			7	2012-09			3.0/12/25	HS-3S			7 in Southwest Offshore phase 1, KR (2019). Carbon fiber blades. Developed from 2009-10 to 2012-09.	Seoul	KR	2012-09-15	3					3		M
Doosan	WinDS3000/134	3	134.3	ε 14,166	65.5	212	S					90/120	157/187		13	2016-09			3.5/11/20/59.5	HS-3S			13 in Southwest Sea Offshore, KR (2019). Dev work started in 2013-07 or 2014 and ended in 2016.	Seoul	KR	2016-09-15	3					3		M
Doosan	WinDS3300/134	3.3	134	ε 14,103	65.5	234	S					90/120	157/187		0	2018			3.5/11/20/59.5	HS-3S			Certified in 2020.	Seoul	KR	2018-06-01	3.3					3.3		M
Doosan / AMSC	WinDS5500/140	5.56	140	ε 15,394	68	361	IB					110	180		18	2017-11-07	2014-02-19	2019	4/13/25/70	HSG-3S			Jeju Hanlim, KR (18 units, 2023); model previously developed by Hyundai y AMSC from 2010, with prototype in 2012 and bought by Doosan in 2017.	Seoul	KR	2017-11-07	5.56					5.56		M
Doosan	DS205-8MW	8	205	ε 33,006	100	242	IB					130	232.5		dev +1P	2018-07-02	2022-01-28		3.5/11/25/70	DD			1P in Yeonggwang Baeksu in 2022. Blade made by Human Composites. Dev work started in 2018-06.	Seoul	KR	2018-07-02	8					8		M
DSME (Daewoo)	7.0MW	7	160	ε 20,106		348	IA					0	2011				MSH-2S	PMG	3300	DSME bought DeWind and its 2MW D8 flagship in 2009.	Geoje	KR	2011-06-01	7					7		M
Enercon	E-66.18.70	1.8	70	ε 3,848		468					0off + 2486on	1998					Planned for a 48 turbine farm in Lillgrun, Sweden that was never built	Aurich	DE	1998-06-01	1.8			1.8					M
Enercon	E-112 4.5MW	4.5	112.8	ε 9,993		450	I			500					1P	2000	2004					A wet-feet prototype installed in River Ems near Emden in 2004-09	Aurich	DE	2000-06-01	4.5			4.5					M
Enercon	E-112 6MW	6	114	ε 10,207		588	I			500					0off + 11on	2005					Attempt to install offshore prototype in 2005 failed due to collision between ship and suction bucket.	Aurich	DE	2005-06-01	6			6					M
Enron→GE	3.6s Offshore	3.6	104	ε 8,495	50.5	424	I					70.5		160	7	2001-10-19	2002-04	2003-08		HS	DFIG		Arklow Bank Phase 1, Ireland (7 units, 2004-06), + 1 prototype onshore	Fairfield, CN	US	2001-10-19	3.6					3.6				M
Envision	EN-82/1.5MW	1.5	82	ε 5,281		284	likely IIB					2		2010			HS-3S	DFIG		Longyuan Jiangsu Rudong Phase 1 (2P, 2010).	Shanghai	CN	2010-06-01	1.5					1.5	M
Envision	E128/3.6MW / E128-3.6 PP 2B	3.6	128	ε 12,868	62	280	III					88			0	2012-02-02	2012		3/ ? /25				Two bladed, upwind, has 62m blades in 2 segments, with the outer blade having pitch control; two 1.8MW generators. Talk in 2014-10 about this model.	Shanghai	CN	2012-02-02	3.6					3.6	M
Envision	4.0MW 127m	4	127	ε 12,668		316					1P		2014			HSG	SCIG		Longyuan Rudong 50MW Experimental (1P, 2014). Appears that Envision only wanted to test to compare with its 136m turbines.	Shanghai	CN	2014-06-01	4					4	M
Envision	EN136/4.0MW	4	136	ε 14,527		275	S					80			107		2013-07	2015		HSG	SCIG	690	Longyuan Rudong intertidal (1P, 2013-07); Longyuan Rudong 50MW Experimental (6 units, 2014)--there was also a EN127-4.0MW prototype; Jiangsu Rudong Offshore Demonstration (25 units, 2015); Jiangsu 蘇龍 Longyuan Jiangjiasha Demonstration Phase II (75 units, 2018)	Shanghai	CN	2013-07-15	4					4	M
Envision	EN-136/4.2MW	4.2	136	ε 14,527		289	S					72	2015				HSG	IG	730	72 In SPIC Jiangsu Dafeng; 2 rotor bearings, modular gearbox, upgrade from 4.0MW model	Shanghai	CN	2015-06-01	4.2					4.2	M
Envision	EN-148/4.5MW	4.5	148	ε 17,203		262	II and III					134	2017-10-17				HSG	IG		134 in Sheyang H1 & H2	Shanghai	CN	2017-10-17	4.5					4.5	M
Envision	EN-161/5.2MW	5.2	161	ε 20,358		255	S					58	2018	2021-03	2021-05-19		HSG	IG		58 in Huaneng Shandong Peninsula South 4 (2021)	Shanghai	CN	2018-06-01	5.2					5.2	M
Envision	EN-171/5.5MW	5.5	171	ε 22,966		239					0?	2020-10-14				HSG	IG	1140	“Based on the modular development and design of the offshore 4.X/5.X platform”, so probably HSG and IG	Shanghai	CN	2020-10-14	5.5					5.5	M
Envision	EN-200/7.0MW	7	200	ε 31,416		223					dev	2021-10-18				HSG	DFIG		video, using 3 point gearbox with DFIG	Shanghai	CN	2021-10-18	7					7	M
Envision	EN-190/8.0MW	8	190	ε 28,353		282					dev	2021-10-18				HSG	DFIG		using 3 point gearbox with DFIG	Shanghai	CN	2021-10-18	8					8	M
Envision	EN-252/14MW	14	252	ε 49,876		281					dev + 1P	2023-01-09	2023-01-09			MSH			Turbine prototype produced Sheyang Port Economic Development Zone.	Shanghai	CN	2023-01-09	14					14	M
EOLFI	SpinFloat	6	63	17,700	140					0	2014-04-17			?/11/25/39				3 bladed VAWT floater. Video. Description.	Paris	FR	2014-04-17	6					6					M
Eolink	12MW FOWT 1/10 scale	0.2	20	ε 314		637					1P		2018-04-19					1 prototype in THeoREM offshore test site in 2018.	Bretagne	FR	2018-04-19	0.2					0.2					M
Eolink	5 MW	5	140	ε 15,394		325					150			dev	2020-03				DD	Probably PM		3:4th scale prototype designed in 2019-20. “The float is tailored-made but its equipments are commercially available. In particular, the turbine is an industrial direct-drive generator. It is slightly adapted to be fixed to the float at its two ends.”	Bretagne	FR	2020-03-15	5					5					M
Far Eastern Federal University	WEMU (Wind Energy Marine Unit)	0.5-50	50-300					0	2007					Cheboxarov, V.V. Proceedings of ISES World Congress 2007 (Vol. I–Vol. V); Springer: Berlin/Heidelberg, Germany, 2009. Cheboxarov, V.V. et al. An Offshore Wind-Power-Based Water Desalination Complex as a Response to an Emergency in Water Supply to Northern Crimea. Appl. Sol. Energy English Transl. Geliotekhnika 2019, 55, 260–264.	Vladivostok	RU	2007-06-01	50					20					A
Fengdian Energy Technology (锋电能源技术有限公司)	SPT30	3					≤2015					The only info is from the 2015 directory of turbine manufacturers: “The R&D and design of the company's SPT30 3 MW wind turbine has been completed and will soon be put into production. The series of products will meet the needs of onshore and offshore wind power development.” The previous 1.5MW model was DFIG with pitch control.		CN	2015-06-01	3					3	M
Floating Windfarms	Floating-VAWT	0.3					0	2005-10					Dr. Yih-Ho Michael Pao died on 2013-10-3	Houston, TX	US	2005-10-15	0.3					0.3				M
Fuji Heavy Industries / Hitachi	Subaru 80/2.0 / HTW2.0-80	2	80	ε 5,027		398					16		2006-04-01			HSG			Kamisu Nearshore I, JP (Fuji 7 units, 2010), Kamisu Nearshore II, JP (Hitachi 8 units, 2013). Fuji Heavy Industries developed the turbine with Hitachi in 2003, which sold it separately as the HTW2.0-80 and later modified it for a floater. Fuji sold its wind business to Hitachi in 2012-07.	Tokyo	JP	2006-04-01	2					2			M
Fujian Tongnis New Energy	6MW	6			120					0	2018-11-23					Fujian Tongnis New Energy Technology (福建通尼斯新能源科技) planned V-style 2-bladed floating VAWT with 120 m long blades (not sure if 120m blades for 6 or 12 MW model). Showed photo of three 3-bladed prototypes on land. Building factory in Luyang Township, Pingtan to do blade manufacturing and final assembly.	Luyang, Pingtan	CN	2018-11-23	6					6	M
Fujian Tongnis New Energy	12MW	12					0	2018-11-23					Luyang, Pingtan	CN	2018-11-23	12					12	M
Gamesa	G11X-5.0MW	5	11x					0?	2010-10-19				MSH-2S	PMSG		Based on the G10X, developed with Northrup Grumman Shipbuilding, planned to prototype in Q4 2012, with production for E.ON in 2013.	Navarre	ES	2010-10-19	5				5					M
Gamesa	G128-5.0	5	128	ε 12,868	62.5	389	IB					80-94			1Pon		mid-2013			MSH-2S	PMSG	690	1 prototype in Arinaga Quay, Canaries in 2013. Modular design for nacelle and blades, add-on crane attaches to nacelle, 2 planetary stages, 1:41.405 gear ratio.	Navarre	ES	2013-06-01	5				5					M
Gamesa→Adwen	G132-5.0→AD 5-132	5	132	ε 13,685	64.5	365	S					1Pon	2014	2013			MSH-2S	PMSG	690	1 onshore prototype in Canaries	Navarre	ES	2013-06-01	5				5					M
Gamesa	G14X 6/7MW	6-7	14X					0	2010-10-19		plan2015					On 2011-09-28 announced 14.3M euros investment in new research center in Glasgow, Scotland to develop the G14X	Navarre	ES	2010-10-19	7				7					M
GE	1.6-82.5	1.6	82.5	ε 5,346		299	IIB					62			2008		3S-HSG	DFIG		Bac Lieu phase 1, Vietnam (10 units, 2013-05) & phase 2 (52 units, 2015-12).	Fairfield, CN	US	2008-06-01	1.6					1.6				M
GE	2.0-107	2	107	ε 8,992		222					50	2015-05-21				3S-HSG	DFIG		Khai Long 1, Vietnam (50 units, some onshore, 2018) and phase 2 (100 units planned)	Fairfield, CN	US	2015-05-21	2					2				M
GE	3.6sl Offshore	3.6	111	ε 9,677		372	S					0	2005			3.5/14/27	3S-HSG	DFIG		Discontinued in 2008.	Fairfield, CN	US	2005-06-01	3.6					3.6				M
GE	4.1-113	4.1	113	ε 10,029		409	IB			280					1Pon	2011-04-27	2011-12-01					Onshore prototype in Gothenburg, SE in 2011. In 2010-05 announced that 5 units would be installed in Lake Erie, but never completed.	Fairfield, CN	US	2011-04-27	4.1					4.1				M
GE	Haliade-X 12 MW	12	220	ε 38,013	107	316		55	20.6L,11W,10.4H	600		135	≤ 260	2550	10 ordered	2018-03-01	2019-11-07	2023	3.5/ ? /28	DD	PMSG		Press release from 2019 says Skipjack, US will use 10 Haliade-X 12MW, but I think 13 or 14 MW is more likely; Tower diameter: 8-5.5 m	Paris	FR	2018-03-01	12					12					M
GE	Haliade-X 13 MW	13	220	ε 38,013	107	342		55	20.6L,11W,10.4H	600		135	≤ 260	2550	190 ordered	2020-10-22	2019-11-07	2023	3.5/ ? /28	DD	PMSG		Dogger Bank, UK (190, 2023); Tower diameter: 8-5.5 m	Paris	FR	2020-10-22	13					13					M
GE	Haliade-X 14 MW	14/ 14.7	220	ε 38,013	107	387		55	20.6L,11W,10.4H	600		135	≤ 260	2550	ordered	2021-10-05	2019-11-07	2023	3.5/ ? /28	DD	PMSG		Phase 3 of Dogger Bank, UK will use 14MW version; Tower diameter: 8-5.5 m; Rated for 14.7 MW	Paris	FR	2021-10-05	14.7					14.7					M
GE	17 or 18 MW	17-18					dev	2023-03				DD	PMSG			Paris	FR	2023-03-15	18					18					M
Goldwind	GW70-1.5MW	1.5	70	ε 3,848		390					1P		2007			DD	PMSG		1 installed in Bohai Bay in 2007.	Beijing	CN	2007-06-01	1.5					1.5	M
Goldwind	GW-82/1500	1.5	82	ε 5,281		284	IIIA				87-90				1P		2010			DD	PMSG		Longyuan Rudong Intertidal wind farm, China (1P, 2010).	Beijing	CN	2010-06-01	1.5					1.5	M
Goldwind	GW100/2500	2.5	100	7,823		320	IIA					2P		2011-01-01			DD	PMSG	690	Longyuan Jiangsu Rudong Intertidal (1P, 2010)--this site says that it was a GW90/2500. Xiangshui Intertidal Pilot Project (XIPP) (1P, 2011)	Beijing	CN	2011-01-01	2.5					2.5	M
Goldwind	GW-109/2500	2.5	109	9,516		263	IIA/IIIA					40		2010-07-28	2012		DD	PMSG	690	Rudong, Jiangsu Phase II (20 +20 units, 2012)	Beijing	CN	2010-07-28	2.5					2.5	M
Goldwind	GW-121/3000	3	121	ε 11,499		261					68		2012	2016					Xiangshui Intertidal Pilot Project, Jiangsu (1P, 2012); Xiangshui offshore demonstration project (18 units out of 55, 2016); Jiangsu Binhai, China (50 units, / 2019)	Beijing	CN	2012-06-01	3					3	M
Goldwind	GW155-3.3MW	3.3	155	18,772		176					100			15	2018-11-16		2022?	2.5/9.5/18	DD	PMSG	690	Jiangjiasha, CN (15 units, 2022)	Beijing	CN	2018-11-16	3.3					3.3	M
Goldwind	GW155-4.5MW	4.5	155	18,869		238	III B/S					95/110/140			31		2019-06 onshore	2021-09-27	2.5/10.8/26	DD	PM	690	Tra Vinh V1-2, Vietnam (12 units, 2022); Ben Tre, Vietnam (19 units, constructing). The OFW 2022 reports says the was installed at , but I can’t find any confirmation anywhere else.	Beijing	CN	2019-06-15	4.5					4.5	M
Goldwind	GW6.X	6	>150	ε 17,671		340					1P	2010-09-02	2013-12-27			DD	PM		Jiangsu Dafeng (1P, 2013-12). GWEC calls the model the GW6000.	Beijing	CN	2010-09-02	6					6	M
Goldwind	GW154-6.7MW	6.7	154	ε 18,627	75.1	360					12	2017-11-15	2018-02-08			DD	PM		Fujian Three Gorges Xinghua Bay (1P, 2018-02); 5 in Pingtan Strait Gongtie Bridge Lighting Project in 2022; Fuqing Xinghua Bay 2 (31? units, 2022).	Beijing	CN	2017-11-15	6.7					6.7	M
Goldwind	GW164-6.45MW	6.45	164	ε 21,124		305					0?	2017-11-15					Can’t find any installations so far.	Beijing	CN	2017-11-15	6.45					6.45	M
Goldwind	GW168-6.45MW	6.45	168	ε 22,167		291	I					0?	2018-11-16					C4Offshore reported in 2020-04, that Goldwind would install 31 6.45MW turbines in Fuqing Xinghua Bay 2, but now C4Offshore shows that the GW154-6.7MW was installed.	Beijing	CN	2018-11-16	6.45					6.45	M
Goldwind	GW171-6.45MW	6.45	171	ε 22,966		281					108.5			47	2017-11-15	2017-12	2018-10-22					47 in Zhanjiang Xuwen-South	Beijing	CN	2017-11-15	6.45					6.45	M
Goldwind	GW184-6.45MW	6.45	184	ε 26,590		243					94	2018-11-16					47 in Dafeng H6, 47 in Longyuan Jiangsu Dafeng H4. Largest rotor in the world when announced.	Beijing	CN	2018-11-16	6.45					6.45	M
Goldwind	GW168-8MW	8	168	ε 22,167		361	I					0?	2018-11-16					The GW168-8MW was scheduled to be installed in Xinghua Bay II, but replaced by the GW175-8.0.	Beijing	CN	2018-11-16	8					8	M
Goldwind	GW175-8.0MW	8	175	ε 24,053		333					32		2019-09-26			DD	PM		2 in Fuqing Xinghua Bay 2 in construction; Xinghua Bay 2 (32, 2020)	Beijing	CN	2019-09-26	8					8	M
Goldwind	GWH230-9.0MW	9	230	ε 41,548		217					272 ordered		2022-11-14			MSH	PMSG		First medium-speed hybrid developed by Goldwind was the GWH 100-3.0 prototype installed in Dabancheng in December 2009	Beijing	CN	2022-11-14	9					9	M
Goldwind	GWH242-12MW	12	242	ε 45,996		261					dev	2021-11-02				MS-3SP	PMSG	1380		Beijing	CN	2021-11-02	12					12	M
Goldwind	GWH252-13.6MW	13.6	252	ε 49,876	122	273					dev	2022-10-18		2023-04					Beijing	CN	2022-10-18	13.6					13.6	M
Goldwind / CTG	GWH252-16MW	16	252	ε 49,876	122	321					146			25 ordered		2022-10-13			MS	PM		Ordered in 2023-02 for the 400MW Zhangpu Liuao Phase 2	Beijing	CN	2022-10-13	16					16	M
Guodian United Power	UP1500-82	1.5	82	ε 5,281		284					2P		2009-12-13			HS-3S	DFIG		Longyuan Jiangsu Rudong Intertidal (2P, 2009-12). Aerodyn codesigned the UP1500-70/-77, but UP designed the UP1500-82/-86 variants on its own.	Beijing	CN	2009-12-13	1.5					1.5	M
Guodian United Power	UP1500-86	1.5	86	ε 5,809		258					22	2006	2008 onshore			HS-3S	DFIG		Tianjin Dagang Binhai, China (22 units, 2014)	Beijing	CN	2006-06-15	1.5					1.5	M
Guodian United Power	UP3000-100	3	100.8	ε 7,980	49	376	IIA					1P	2010-11-18	2012			HS-3S or HS-4S	DFIG		Description.. Joint dev with Garrad Hassan (now DNV GL) in 2009. Manufactured first prototype in 2010-10. 1 offshore prototype in Binhai, Shandong in 2012 (may have been the UP3000-108), First onshore install in 2011-04-28 at Qilinshan Wind Farm, Zhangjiakou, Hebei.	Beijing	CN	2010-11-18	3					3	M
Guodian United Power	UP3000-100 DD	3	100.8	ε 7,980	49	376	IIA					90/100			0	2010-11-18				DD	PMSG			Beijing	CN	2010-11-18	3					3	M
Guodian United Power	UP3000-108	3	108	ε 9,161	53	327	IIIA					90			5	2011-10-25					DFIG?		Zhuhai Guishan Hai Demonstration 1 (5 units, 2021)	Beijing	CN	2011-10-25	3					3	M
Guodian United Power	UP3000-108 DD	3	108	ε 9,161	53	327	IIIA					90/100			0	2011-10-25				DD	PMSG			Beijing	CN	2011-10-25	3					3	M
Guodian United Power	UP3000-120	3	120	ε 11,310		265	IIA					90			0?					DFIG		Certified in 2016-08. Can’t find any installations	Beijing	CN	2016-08-15	3					3	M
Guodian United Power	UP6000-136	6	136	14,519	66.5	413	IIA			240		95			1P	2011-12-25	2012-11-21			HS	DFIG	6600	1 offshore prototype in Weifang, Shandong in Sept 2012, connected to grid in 2012-12. Manufactured the first prototype in 2011-12-25. United Power had an agreement with Jiangsu Wende New Energy to collaborate on the development of 6 and 10 MW offshore turbines, but I can’t find any further info.	Beijing	CN	2011-12-25	6					6	M
Guodian United Power	UP5500-176	5.5	176	ε 11,310		486					dev +1Pon	2022-12-08	2022-12-08			MSH	PM		Designed for dual land and offshore use, with modular design for different configuration, but offshore use appears unlikely now that Guodian is licensing the SG 11.0-200 from SGRE.	Beijing	CN	2022-12-08	5.5					5.5	M
Guodian United Power	UP6500-184	6.5	184	ε 11,310		575					dev +1Pon	2021-10-19	2022-12-08			MSH	PM	1140	ditto.	Beijing	CN	2021-10-19	6.5					6.5	M
Guodian United Power	UP7000-195	7	195	ε 11,310		619					dev +11on	2021-10-19	2022-12-08			MSH	PM	1140	ditto. Guodian Power Wuliji Phase III (10 on land, 2022)	Beijing	CN	2021-10-19	7					7	M
Guodian United Power	20X	8-10?	20X					dev	2022-12-08					Beijing	CN	2022-12-08	10					10	M
Guodian United Power	UP11000-200 (SG 11.0-200 DD)	11	200	ε 31,416	97	350					licensed	2021-11-05				DD	PMSG		Licensed from SGRE	Beijing	CN	2021-11-05	11					11	M
Guodian United Power	12MW	12					0	2013-12-11					Not much info on the 12MW model, except that R&D started in 2012 and Baidu reports that it was “under close research and development”.	Beijing	CN	2013-12-11	12					12	M
Guodian United Power	23X	10?-12	23X					dev	2022-12-08					Beijing	CN	2022-12-08	12					12	M
Gwind	Spinwind 1	0.001					1P		2013-08-18					Video. Description. Patented gyro stabilization to suppress motion – reducing variable loads on structure;		NO	2013-08-18	0.001					0.001					M
Gwind	Spinwind 2 10 kW	0.01					0?					Planned for a fish farm in Norway, but was cancelled in 2018.		NO	2014-06-01	0.01					0.1					M		Guessing at the date
Harbin Electric	XE187 /HE187-6.X	6.5-7	187	ε 27,465					dev +1P onshore	2021-05-15	2021-09-30 onshore			DD	PM	3150	Onshore HE187-6750 shipped in 2021-09 and HE187-7.X installed in 2022-06.	Harbin, Heilongjiang	CN	2021-05-15	7					7	M
Harbin Electric	XE195 /HE195/200-6.X	6.5-7	195/200					dev	2021-05-15				DD	PM	3150		Harbin, Heilongjiang	CN	2021-05-15	7					7	M
Harbin Electric	18MW	18					dev	2021-11-12				MSH?	PM?		Says that “developing 4MW to 7MW medium-speed permanent magnet land-based parity models, and will launch an advanced 18MW offshore model”	Harbin, Heilongjiang	CN	2021-11-12	18					18	M
Hitachi	HTW2.0-80 (floating)	2	80	ε 5,027		398	IIA+					2	2003				3-point HSG	4-pole DFIG		Based on the Fuji Subaru 80-2.0 which Hitachi codeveloped with Fuji, but Hitachi modified it for higher static and fatigue related loads for swaying motion of a floater. GOTO FOWT, JP, floating spar (1 unit, 2012); Fukushima Offshore Wind Demonstration, JP, semi-submersible floater (1 unit, 2013). Also ordered for Nyuzen, but switched to Mingyang 3MW	Tokyo	JP	2003-06-01	2					2			M
Hitachi	HTW2.1-80A	2.1	80	ε 5,027		418	IIA+					8 ordered			2008		3-point HSG	4-pole DFIG		Goto Island, JP (8 units, in construction)	Tokyo	JP	2008-06-01	2.1					2			M
Hitachi	HTW5.0-126	5	126	ε 12,469		401	S					90			1P	2013-11-26	2016-07-08		4 / ? / 25	MSH	PM		Fukushima Hamakaze (1P floater, 2016-07). Development of model started in July 2012.	Tokyo	JP	2013-11-26	5					5			M
Hitachi	HTW5.2-127	5.2	127	ε 12,668		410					21	2016-09-08	2018-06			MSH	PM		Changhua, Taiwan (21 units, 2020)	Tokyo	JP	2016-09-08	5.2					5.2			M
Hitachi	HTW5.2-136	5.2	136	ε 14,527		358					26	2016-09-08	2018-06			MSH	PM		Hitachi exited turbine market in 2019-01-25	Tokyo	JP	2016-09-08	5.2					5.2			M
HMZ WindMaster	WM1300/45	1.3	45	ε 1,590		817					1P		1992			3S-HSG	IG		2 bladed fixed-speed turbine with teeter / hub; segmented blade with 10m pitchable outer section. Zeebrugge, Belgium (1P, 1992)	Sint-Truiden	BE	1992-06-01	1.3					1.3					M
Huayi / MECAL	6MW	6	155	ε 18,869		318					98			0	2011-06-03				DD	PM		Contracted with MECAL on 2010-05-19 to design a 6MW offshore turbine for €4.2M with full IP transfer to Huayi. Paid €1.68M by 2018-06-30. Assuming its specs are this MECAL 6MW model.	Zhejiang / Eindhoven	CN	2011-06-03	6					6	M
Hyosung / aerodyn	HS139-5.0 MW	5.5	139	ε 15,175		362					1P		2014-03-06			HSG	medium voltage			Seoul / Rendsburg	KR	2014-03-06	5.5					5.5		M
Hyundai / AMSC	HQ5500/127	5.5	127	ε 12,668		434					0	<2011-09-27					Mentioned on 2018-02-27.	Ulsan / Boston	KR	2011-09-27	5.5					5.5		M
Hyundai / AMSC of	HQ5500/140	5.5	140	ε 15,394		357	IB					100			1Pon	2013-02-21	2014-02-18			3S-HSG	PMSG or DFIG		Already known by 2012-05-19, but not announced until 2013-02.Onshore prototype installed in 2014-02 in Kimnyeong Wind Farm, Jeju Island, KR. AMSC had previously collaborated with Hyundai on 1.65MW and 2MW wind turbines.	Ulsan / Boston	KR	2012-02-21	5.5					5.5		M
ICORASS	10MW concept	10	170	ε 22,698		441					>110			0	2007-02-15			? / 12 / ?	DD			2 bladed, downwind, integral composite rotor, active stall speed control, variable speed. ICORASS (Integral Composite Offshore Rotor Active Speed Stall control). Final Report.	Delft	NL	2007-02-15	10			10					A
INNOWIND	15MW	5x3	5x101					0	2012					15MW concept with five 3MW rotors designed by Friedrich Klinger at Saarbrucken University of Applied Sciences.	Saarbrücken	DE	2012-06-01	15		15					A
INNWIND.EU	10-20 MW					2012-11-01					Research project between 2012-11-01 and 2017-11-31 to investigate superconductive and magnetic pseudo direct drive generators.		DK	2012-11-01	20	20					A
Japan Steel Works	J82-2.0/II	2	83.3	ε 5,450		367	S			94	42				1P		mid-2013			DD	PM		Kitakyushu, Japan (1 unit in 15m deep water, summer 2013). Evolution of the licensed Zephyros Z72 design with longer blades. Made in Muroran, Hokkaido, JP. In 2013-12, a lightning strike caused the cap to fall off a blade.	Muroran, Hokkaido	JP	2013-06-01	2					2			M
Japan Steel Works	J100-2.7MW	2.7	100	ε 7,854		344					1Pon		2015			DD	PM		1 prototype onshore in Kitakyushu City in 2015.	Muroran, Hokkaido	JP	2015-06-01	2.7					2.7			M
Jingcheng New Energy (京城新能)	FC5500	5.5	140	ε 15,394		357					0	<2014-08-17				MSH?	PMSG		FC5500 described in 2019 report (p. 36).	Beijing	CN	2014-08-17	5.5					5.5	M
Keuka Energy	1:125 scale 100kW Rimdrive	0.1			12.2					1P	2012-09-21	2011-11					Rimdrive turbine prototype	Palatka, FL	US	2012-11-15	0.1					0.1				M
Keuka Energy	100kW floater	0.1			7.6					0?	2012-09-21					Floating 100kW turbine with 7.6-metre blades in St. Johns River to be installed in 2012. Florida Power and Light has tentative agreement to buy the electricity.	Palatka, FL	US	2012-09-21	0.1					0.1				M
Keuka Energy	12.5MW	12.5	152					181		0	2012-09-21					Palatka, FL	US	2012-09-21	12.5					12.5				M
Lagerwey	LW50/1000	1	50.5	ε 2,003		499				52					0	1997-11				DD	EESG		Electrically excited synchronous ring generator, pitch control, variable speed.	Barneveld	NL	1997-11-15	1			1					M
Lagerwey→ Zephyros→ Harakosan Europe	Zephyros LW 72 →Z72/2000	2	70.65	ε 3,920		510	I			61	36				1P	2000	2002-04 (1.5MW)			DD	PM	4000	Changed from a electrically excited generator in the Lagerwey LW750 to a passive air-cooled 3kV/4kV permanent magnet generator (designed by ABB), a single rotor bearing, and a cast main carrier. The Z72/1500 (3kV) was for onshore and the Z72/2000 (4kV) was for offshore--faster spinning and less noise restrictions. Licensed to Japan Steel Works, who installed 1 unit in 2013. Development started in 2000 with support from Dutch gov’t, but Lagerway the WindMaster entered bankruptcy and Zephyros separated from Lagerwey on 2003-04-17 with Triodos Ventures owning 55% and BVT Energie und Umwelttechnik owning 45%. Zephyros entered bankruptcy in 2005-01 and was bought by Harakosan Europe in 2005-11. Darwind was founded in 2006 to create a 5MW offshore turbine based on the Z72 design. XEMC licensed the Z72 from Harakosan in 2007 for the Chinese market and installed 800 onshore units. STX Heavy Industry (KR) bought Harakosan Europe in 2009, which became STX Windpower and made further changes to the Z72. XEMC bought Darwind in 2009.	Amsterdam	NL	2000-06-01	2			2					M
MECAL	12MW	12	200	ε 31,416		382				645	404	120			0	2013-02-01				MSH	undecided		Semi-integrated medium-speed geared; planetary gearbox and not defined generator topology; single moment rotor bearing	Eindhoven	BE	2013-02-01	12					12					D
Mervento	3.6-118	3.6	118	ε 10,936		329	IIA					90 / 125			1Pon	2012-04-12	2012-03		4/<11.5/25	DD	SPM		description; Went out of business in 2016-10; criticism of prototype	Vaasa	FI	2012-04-12	3.6					3.6					M
Mervento	4.0-118	4	118	ε 10,936		366	IIB					0					Can’t find much info about this model, but mentioned in a 2015-05 report.	Vaasa	FI	2015-05-15	4					4					M
MHI Vestas	V112-3.0MW	3	112	ε 9,852		305	S			180					204	2010	2010 (onshore)	2013		3 or 4 stage gears	PMG		Kaarehamn, Sweden (16 units, 2013); Northwind, Belgium (72 units, 2014); Luchterduinen, Netherlands (43 units, 2015); Humber Gateway, UK (73 units, 2015)	Aarhus	DK	2010-06-01	3	3					M
MHI Vestas	V112-3.3MW	3.3	112	ε 9,852		335	IB			180					65	2013	2012 (onshore)			3 or 4 stage gears	IG		Kentish Flats 2, UK (15 units, 2016); Belwind 2, Belgium (50 units, 2017)	Aarhus	DK	2013-06-01	3.3	3.3					M
MHI Vestas	V112-3.45MW	3.45	112					180					116	2015				HSG	IG		Rampion, UK (116 units, 2017)	Aarhus	DK	2015-06-01	3.45	3.45					M
MHI Vestas	V136-4.2MW	4.2	136	ε 14,527		289					0	2015-09				HSG				Aarhus	DK	2015-09-15	4.2	4.2					M
MHI Vestas	V164-8.0 MW	8	164	21,124	80	379		35				105	187		32	2011-04-01	2014-01-13	2016-09-08		3S-MSH	SPM		32 installed in Burbo Bank 2 in 2016	Aarhus	DK	2011-04-01	8	8					M
MHI Vestas	V164-8.4 MW	8.4	164	ε 21,124	80	398		35					191		45	2016-12				3S-MSH	SPM		Norther N.V., Belgium (44, 2020-05); Aberdeen Bay, Scotland (9 units, 2018, first suction bucket foundations); Deutsche Bucht, DE (33 units, 2019, first mono bucket foundations); WindFloat Atlantic (3 units, 2019, largest floating turbines)	Aarhus	DK	2016-12-15	8.4	8.4					M
MHI Vestas	V164-8.8 MW	8.8	164	ε 21,124	80	417					191		2			2018-04-11					Aberdeen Bay, Scotland (2 units, 2018)	Aarhus	DK	2018-04-11	8.8	8.8					M
Mingyang	MY1.5s-82	1.5	82	ε 5,281		284					2P		2009-10					Longyuan Jiangsu Rudong Intertidal (2P, 2009-10). History of Mingyang.	Zhongshan	CN	2009-10-15	1.5					1.5	M
Mingyang / aerodyn	MY3.0-100 SCD	3	108	ε 9,161		327		12.6		76.0	43.2	75-100			1	2008-07	2010-05		3.0/13/25/70	2S-MSH	PMSG		Hub: 20.0 t., rotor: 43.2 t., 1:24 gear ratio. There were also MY3.0-108 and MY3.0-93 variants, but MY3.0-100 was installed in Longyuan Jiangsu Rudong Intertidal (IP, 2010). It was reported that Zhuhai Guishan would use 34 2-bladed Mingyang 3MW SCD, but this photo shows 3-bladed turbines and Mingyang reports it’s 27 MySE3.0-112.	Zhongshan	CN	2008-07-15	3					3	M
Mingyang	MySE3.0-112	3	112	ε 9,852		305		14		83.0		85-140			29	2016	2015	2017-06-20	3.0/11/25/70	2S-MSH	PMSG		Switched to 3 bladed upwind design. Hub: 36.0 t., rotor: 78.0 t. Zhuhai Guishan Island, Guangdong (29 units, 2017-6-20)	Zhongshan	CN	2016-06-01	3					3	M
Mingyang	MySE3.0-135	3	135	ε 14,314		210					60	2018-04-10				2S-MSH	PMSG		10 in Taranto, 50 in Jiangsu Binhai in 2019	Zhongshan	CN	2018-04-10	3					3	M
Mingyang	MySE5.0-133	5	133	ε 13,893		360					37				2018	2S-MSH	PMSG		Fujian Datang International Pingtan Changjiang (37 units, 2018-12)	Zhongshan	CN	2018-12-15	5					5	M
Mingyang	MySE5.0-166 or MySE5.2-166	5	166	ε 21,642		231				115		91.24		145	94	2021-10-08		2022-08-16		2S-MSH	PMSG		Zhuanghe, China (19 units); Ca Mau Offshore Wind Power, Vietnam (4 units in 2022-10, 71 more units). Onshore MySE5.0-166 model announced in 2019-11-18.	Zhongshan	CN	2021-10-08	5					5	M
Mingyang	MySE5.5-155	5.5	155	ε 18,869		291	IB	36	9.7×5.4×9.2	240					119	2019-08-19	2018		3/10.1/25/77.3	2S-MSH	PMSG		91 in CGN Shanwei Houhu in 2021.	Zhongshan	CN	2018-08-19	5.5					5.5	M
Mingyang	MySE5.5-158 (floating)	5.5-7	158	ε 19,607		281-357					dev +1P	2020-07-17	2021-07-13		3/10.1/25/77.3		PMSG		CRRC Zhuzhou Electric claims to have “developed” the turbine and says that it was based on the “6.45MW” model (presumably the MySE6.45-180), but it uses a 158m rotor according to Windpower Monthly. Wison Offshore & Marine made the floating foundation, which has a “advanced floater movement control strategy”. Mingyang ways the 5.5-158 has hundreds of extra sensors and is designed to adapt to surge and sway motion. CTG 400 MW Yangxi Shapa III (1P, 2021-07)	Zhongshan	CN	2020-07-17	7					7	M
Mingyang / aerodyn	MY6.0-140 SCD	6.5	140	ε 15,394		422	IIB		11.2m long	205	103	100			1P		2015-03-12		3.0/?/22.0	2S-MSH	PMSG		Rudong Longyuan (1 prototype, 2015). On 2008-07-28, Mingyang licensed onshore 2.5-3 MW SCD and offshore 5-6 MW SCD.	Zhongshan	CN	2015-03-12	6.5					6.5	M
Mingyang	MySE6.45-180	6.45	178	ε 24,885		259	S	31	9.7×5.4×9.2	254					125	2019-06		2021-04-05	3/10.5/30/77.3	2S-MSH	PMSG		40 at CGN Huizhou I2 under construction; Zhanjiang Xuwen, Guangdong (47 units, 2021)	Zhongshan	CN	2019-06-15	6.45					6.45	M
Mingyang	MySE6.8-158	6.8	158	ε 19,607		347					37					2S-MSH	PMSG		37 units at Yangjiang Qingzhou III.	Zhongshan	CN	2019-08-19	6.8					6.8	M
Mingyang	MySE7.0-158	7	158	ε 19,607		357	IB	36		254					>20	2019-08-19			3/11.1/30	2S-MSH	PMSG		Installed at Huadian Fujian Fuqing Haitan Strait in 2021	Zhongshan	CN	2019-08-19	7					7	M
Mingyang	MySE7.25-158	7.25	158	ε 19,607		370	IB	36	9.7×5.4×9.2	250					22		2019-02/2019-02-25	2021-10-02	3/11.1/30/77.3	2S-MSH	PMSG		Largest turbine in China when first installed; used for floater in 2022-12-01; 22 used in Fuqing Haitan Strait in 2021; called “hybrid drive”. There was also a MySE6.X-19X-S listed in this 2019-12 presentation, but I am not going to list it, since Mingyang never gave definite specs.	Zhongshan	CN	2019-02-25	7.25					7.25	M
Mingyang	MySE8.3-180	8.3	178	ε 24,885	86.5	334	S	31		277					30	2019-11	2019-12	2021-01-19	3.0/11.3/30.0	2S-MSH	PMSG		30 units at Yangjiang Qingzhou III	Zhongshan	CN	2019-11-15	8.3					8.3	M
Mingyang	MySE11-203	11	203	32,365	99	340		38.5		388					dev + ordered	2020-07-07				2S-MSH	PMSG		Ordered in 2021-10 for a European floating farm in 2023, making it the world’s largest floater. Two-stage planetary gearbox incorporating a single rotor bearing, and a permanent magnet generator (PMG). power-electronic system (converter, switchgear, transformer) located in the tower base. Blade made on 2021-07-30. 95.6m/s rated tip speed.	Zhongshan	CN	2020-07-07	11					11	M
Mingyang	MySE 11-230	11	230	ε 41,548		265					116			91 ordered	2022-01-25	End 2022			2S-MSH	PMSG		91 ordered for Qingzhou 1 & 2. 25 ordered for Mingyang Yangjiang Qingzhou 4. Weight: 820 tonnes	Zhongshan	CN	2022-01-25	11					11	M
Mingyang	12MW SCD	12					0	2013-07-11				2S-MSH	PMSG		Model listed on the Mingyang web site, but no details provided.	Zhongshan	CN	2013-07-11	12					12	M
Mingyang	MySE 12-242	12	242	ε 45,996	118	261					141			18 ordered	2022-05-07	2022-05-07		?/?/?/78.82	2S-MSH	PMSG		18 ordered in 2022-09 for Qingzhou 4 Offshore Wind off the coast of Yangjiang, Guangdong. Compared to the 11MW, the lubrication system has been optimized and co-shared by the gearbox and generator. The multi-sensor wind measuring system improves yaw control to lower the unit load and improve power output.	Zhongshan	CN	2022-05-07	12					12	M
Mingyang	MySE 14-260	14	260	ε 53,093	126	264		51.9					dev +1P +50order	2022-11-21	2022-11	2023-Q1		MSH	PMSG		CNG ordered 50 for Q3-2023 in Fanshiyi farm in Yangjiang, Guangdong.	Zhongshan	CN	2022-11-21	14					14	M
Mingyang	MySE 16-242	16	242	ε 45,996	118	348					dev	2021-08-20				3S-MSH	PMSG		Nacelle weight less than 37 t. per MW. Can’t find any produced.	Zhongshan	CN	2021-08-20	16					16	M
Mingyang	MySE 16-260	16	260	53,902	126	297				592			264		dev	2022-12-19	2023-01-10	H2 2024		3S-MSH	PMSG		Produced first blade on 2022-12-19, not sure if I can trust prototype being produced on 2023-01-10 from Chinese website.	Zhongshan	CN	2022-12-19	16					16	M
Mingyang + aerodyn eng.	16.6MW Nezzy2	2x8.3	2x178	ε 49,769	2x86.5	334					dev	2022-09-01					1 ordered for Mingyang Yangjiang Qingzhou No. 4 by end of 2023.	Zhongshan	CN	2022-09-01	16.6					16.6	M
Mingyang	MySE 18.X-28X	18	290	66,052	140	273					dev	2023-01-10				MSH	PMSG			Zhongshan	CN	2023-01-10	18					18	M
Mitsubishi	MWT92/2.4MW	2.4	92	ε 6,648		361					1P	2007	2012			HSG			First offshore turbine installed in Japan (Choshi, Kanto, 1 unit, October 2012).	Tokyo	JP	2007-06-01	2.4					2.4			M
Mitsubishi	SeaAngel MWT167H/7.0	7	167	ε 21,904		320					1Pon, 1Pfloating	2010	2014			DD	Hydraulic DDT		Hydraulic ‘digital displacement’ drive developed by Edinburgh subsidiary Artemis Intelligent Power. 1 onshore prototype in Hunterston, UK / (2014–2018) and 1 floating prototype in Fukushima, Japan (2015)	Tokyo	JP	2010-06-01	7					7			M
MODEC	SKWID 500kW	0.5	15.2					1P sank	2013-03-04	2014-11-11					Dual VAWT and tidal current turbine by Mitsui Ocean Development & Engineering Company (MODEC). Its prototype sank 1.2km off coast of Kabe Island, JP on 2014-12-18. Turbine can rotate both clockwise and counterclockwise. Planned a subsequent 3MW model, but I can’t find it with Google searches, so not including it.	Tokyo	JP	2013-03-04	0.5					0.5			M
Multibrid→Areva Wind	M5000	5	116	ε 10,568		473				200					6	2000	2004 onshore	2009-07		MSH	PM		Alphus Ventus, DE (6 units, 2009). Pfleiderer licensed the MULTIBRID design from aerodyn in 2000, which established the company Multibrid to produce it. Then Prokon Nord bought Pfleiderer in Feb. 2004. Areva bought a 51% stake in Multibrid in 2007 and the remaining 49% in 2010 and renamed it Areva Wind. In 2014 transferred to the JV Adwen. Gamesa bought Areva’s share in 2016 to merge with Siemens, and then shut down Adwen’s manufacturing in 2017.	Brehmerhaven	DE	2000-06-01	5		5					M
MultiWind	MWT-6000	3x2	3x70			520	I					0	2000-01					Feasibility study between 1999-09 and 2000-01 and / development then stopped	Zwijndrecht	NL	2000-01-15	6			6					M
Nedwind	NW40/500	0.5	40	ε 1,257		398				22					4		1993	1994					2 bladed upwind design; 4 in Ijsselmeer, Netherlands (1994-2016); 1 prototype	Rhenen	NL	1993-06-01	0.5			0.5					M
Nedwind	NW53/1200kW	1.2	53	ε 2,206		544					0	1997				Semi-integrated HSG			2 bladed upwind	Rhenen	NL	1997-06-01	1.2			1.2					M
NEG Micon	NM 2000/72	2	72	ε 4,072		491				76					5		2000					5 in Yttre Stengrund, Sweden (2001-2015)	Randers	DK	2000-06-01	2	2					M
NEG Micon	NM92/2750	2.75	92					0off +17on	2002	2002					Randers	DK	2002-06-01	2.75	2					M
NEG Micon	NM110/4200	4.2	110					145					1Pon		2003					Randers	DK	2003-06-01	4.2	2					M
Nenuphar + Technip	1MW VAWT + InFLOW TriFloater	1					0	2011?					One prototype was planned at Mistral test site near Marseille, France.	Lille, Hauts-de-France,	FR	2011-06-01	1					1					M
Nénuphar + Technip	VertiWind 2.0MW	2			60					0	2009-11-06					image. Got 3M euros in funding on 2010-08-02. Uses 2MW vertical Darrieus type with 3x 70m tall blades, angled at 120°. Total height of 100m. Omnidirectional without yaw or pitch system. In 2011-09, got 21.5M euros in R&D funding from European Commission between 2011-09 and 2015-08 to build an improved 2MW with an InFLOW Tri-floater for a 26MW farm with 13 units.	Lille, Hauts-de-France,	FR	2009-11-06	2					2					M
Nénuphar + Technip	VertiWind 2.6MW	2.6					0	2014-12-12					Lille, Hauts-de-France,	FR	2014-12-12	2.6					2.6					M
Nenuphar + Technip	2x 2.5MW VAWT + InFLOW Twinfloat	2x2.5					0	2015					Nenuphar placed into liquidation in April 17, 2018.	Lille, Hauts-de-France,	FR	2015-06-01	5					5					M
Nextwind	Gaia 12MW	12-20			62					0	2012-07				MSH	PM		Video of the modular offshore turbine	St.Augustine, FL	US	2012-07-15	12					12				M
Nordeutsches Offshore Konsortium (NOK)	5MW	5	110	ε 9,503		526					85			0	2001-02-06					Consortium of Nordex, Jacobs Energie and pro+pro Energiesystem created in 2001-02, which planned to produce an onshore prototype in 2002 and an offshore prototype in 2004 and start mass production in 2005.		DE	2001-02-06	5		5					C
Nordex	N90/2300	2.3	90	ε 6,362		362	IIA					1off + 460on		2002-05					Rostock	DE	2002-05-15	2.3		2.3					M
Nordex	N90/2500 Offshore	2.5	90	ε 6,362		393	IIA					1off + 1900on	2005		2007					1 installed offshore in Rostock, DE	Rostock	DE	2005-06-01	2.5		2.5					M
Nordex	N150/6000	6	150	ε 17,671		340	S					0	2010					Discontinued in April 2012 when Nordex pulled out of the offshore business.	Rostock	DE	2010-06-01	6		6					M
Nordic Windpower	3000 Offshore	3	90	ε 6,362		472	Likely I					0	1997-08				3S-HSG	IG		Based on Maglarp design: two blades, a teeter hub, a free yaw system. Nordic Windpower was founded in 1990 in Sweden; went bankrupt in 2005. Former staff founded Deltawind and bought Nordic’s assets. In collaboration with Wuhan Guoce Science Technology installed 120 Nordic 1000 in China. An American consortium bought Deltawind in 2007 and named it Nordic Windpower LLC, but liquidated it in 2012.		SE	1997-08-15	3					3					M
Nordtank	NTK 600/43	0.6	43	ε 1,452		413					28		1995			HS			28 at ‘wet-feet’ wind farm Irene Vorrink, / Netherlands (1996-97, will be dismantled for 250MW Blauw Project)	Balle	DK	1995-06-01	0.6	0.6					M
Northern Power Systems	NPS 8.0-175	8	175	ε 24,053		333					0	2011-11-19				DD	PM			Barre, VT	US	2011-11-19	8					8				M
Norsetek	10-12MW	10-12					0	2010-09-16					Tønsberg	NO	2010-09-16	12					12					C
NREL	IEA-15-240-RWT	15	240	ε 45,239		332					0	2020-02-13					Golden, CO	US	2020-02-13	15					15				A
Renewegy/New England Aqua Ventus	VP-20 + VolturnUS	0.02	9.6	ε 72		276					1P		2013-05-31					VolturnUS semi-submersible concrete hull floater with central turbine mounting originally developed by US consortium DeepCWind, including platform designer U. of Maine. Construction of 11MW demonstrator off Maine due to be completed in 2023.	Oshkosh, WI	US	2013-05-31	0.02					0.02				C
Repower→Senvion	5M Offshore	5	126	ε 12,469		401	I			315					44	2002	2004					Hamburg	DE	2002-06-01	5		5					M
RIAM	2x3kW Wind-Lens floater	2x 0.003	2.5					2P		2011-12		? / 10 / ?				presentation. 2x 3kW floating prototype by Kyushu University on 18m wide hexagon shaped floater (polystyrene foam) in Hakata bay, Fukuoka pref. JP (2011-12). Formed the company Riamwind to commercialize.	Fukuoka City	JP	2011-12-15	0.06					0.06			A
RIAM	2x100kW Wind-Lens floater	2x 0.1	12.8					2Pon	<2014-07-20					presentation. Planned a 60m wide platform with two 100kW Wind-Lens for Genkai-nada Sea, Fukuoka. 2x 100kW prototypes (12.8m rotor) onshore at Ito Campus, Kyushu.	Fukuoka City	JP	2014-07-20	0.2					0.2			A
RIAM	3x 300kW Wind-Lens floater					2017-01-19					Academic paper. 70m wide triangular floater with 3 300kW Winds-Lens at each corner.	Fukuoka City	JP	2017-01-19	0.9					0.9			A
RIAM	5MW Wind-Lens	5	100					0	<2014-07-20					Fukuoka City	JP	2014-07-20	5					5			A
Samsung	S7.0-171	7	171	ε 22,966		305	SB/IA					1P		2013					Seongnam-si	KR	2013-06-01	7					7		M
SANY	SE9320III-S3	2	93	ε 6,793		294	IIIA					1P		2010			2S-HS	DFIG		Longyuan Rudong Intertidal (1P, 2010).	Beijing	CN	2010-06-01	2					2	M
SANY	9MW	9	230	ε 41,548		217			13.6x4.1					1Pmade	2023-03-31	2023-03-31(made)			HS	DFIG		Designed for waters north of Yangtze River. Made at new Sany (Dongying) Wind Power Equipment Industrial Base.	Beijing	CN	2023-03-31	9					9	M
ScanWind	DL 3000	3	90	ε 6,362		472	S, I					1Pon		2003			DD	PM		Used a Siemens PMG; discontinued when GE bought Scanwind in 2009	Trondheim	NO	2004-06-01	3					3					M
ScanWind	GL 3000 ‘Demo 2’	3	90	ε 6,362		472	S, I					1Pon		2004					Trondheim	NO	2005-06-01	3					3					M
ScanWind	SW 90/3.5	3.5	90	ε 6,362		550	S, I					0off + 13on		2005					Trondheim	NO	2005-06-01	3.5					3.5					M
SeaTwirl	S1	0.03					1Poff		2011-08-20					VAWT prototype	Gothenburg	SE	2011-08-20	0.03					0.03					M
SeaTwirl	S2x	1	50					0	<2019-04-24	2023		? / ? /25/50				VAWT	Gothenburg	SE	2019-04-24	1					1					M
Seawind	6-126	6.2	126	ε 12,469		497			295					dev	2015-06-01	2024		?/?/?/90				2 bladed upwind with helicopter pad, can survive 90m/s winds	Amstelveen	NL	2015-06-01	6.2			6.2					M
Seawind	7	7					2017					Planned in 2017, but cancelled for larger size.	Amstelveen	NL	2017-06-01	7			7					M
Seawind	10.4	10.4	210	ε 34,636		300					0	2017-11-26 (URL date)					Planned for 2022 in 2017	Amstelveen	NL	2017-11-26	10.4			10.4					M
Seawind	12-225	12.2	225	ε 39,761		307					0	2018-10-19					Amstelveen	NL	2018-10-19	12.2			12.2					M
Seawind	18	18	260	ε 53,093		339					dev	2022-09-28	2026					Amstelveen	NL	2022-09-28	18			18					M
Senvion	6.2M126	6.15	126	ε 12,469	61.5	493	S (based on IB)	23		325					168	2006	2009			HSG	DFIG			Hamburg	DE	2006-06-01	6.15		6.15					M
Senvion	6.2M152	6.15	152	ε 18,146		339	S	25					1Pon	2013-11	2014-03-26 on			HSG	DFIG		I can’t find any installations	Hamburg	DE	2013-11-15	6.15		6.15					M
Senvion	6.3M152	6.33	152	ε 18,146		349					32	2017-08-01		2020					Trianel Borkum II, DE (32 units, 2020).	Hamburg	DE	2017-08-01	6.33		6.33					M
Senvion + ReaLCoE	10MW+	10+					0	2017-05-23					ReaLCoE was a 14 company R&D coalition that got €25 million from the European Commision to develop a 10MW+ offshore turbine and floating foundation for 3.5 years starting from 2018-05.	Hamburg	DE	2017-05-23	10		10					C
Sewind	W2000-93 / SE 2.0/93	2	93	ε 6,793		294	likey IIIA+					4		2010			HSG			4 prototypes offshore and 300 onshore. Longyuan Jiangsu Rudong Intertidal (2P, 2010); Xiangshui Intertidal Pilot Project (XIPP) (2 units). C4Offshore lists the SE 2.0/93 as a separate turbine that was installed at Rudong, but I suspect it is the same.	Shanghai	CN	2010-06-01	2					2	M
Sewind	W2300-101 (SWT-2.3-101)	2.3	101	ε 8,012	49	287	IIB			82					21		2008 (Siemens)	2012					Licensed Siemens SWT-2.3-101 design with in-house blades; 21 in Rudong Intertidal in 2012	Shanghai	CN	2012-06-01	2.3					2.3	M
Sewind	W2500-108 (SWT-2.5-108 S)	2.5	108	9,144	52.6	273	IIB / S			82	60 + 25 (hub)				52			End 2012	3.5/12-13/25/59.5	3S-HSG	SCAG	750	First turbine developed by Siemens’ two joint ventures with Shanghai Electric, based on the G2 design. Siemens licensed the SWT-2.5-108 S to Sewind in 2015. Guangrao, Shandong (20 units, end 2012); Jiangsu Rudong Intertidal Phase II (32 units, 2014). SCAG=Squirrel cage async generator	Shanghai	CN	2012-11-15	2.5					2.5	M
Sewind	W3600-116	3.6	116	10,568	56.4	341	IIA			146					27		2010-08-16		3.5/12/25/59.5	3S-HSG	DFIG		Designed by Sewind. Web site says the blades have “Aerodynamic configuration: Aerodyn AE+NACA”, but a securities report says that Aerodyn only designed two blades for Sewind and they were less than 50m long, and this report says the W3600-116 has self-designed blade. This 2019 listing indicates that the W3600 had 4.0MW variants, but I can’t find any other info.	Shanghai	CN	2010-08-16	3.6					3.6	M
Sewind	W3600-122	3.6	122	11,863	59.4	303	IIB			146					28		2014-01-14		3.5/11/25/59.5	3S-HSG	DFIG		ditto.	Shanghai	CN	2014-01-14	3.6					3.6	M
Sewind	W3600-136	3.6	136	14,520	66.4	248	S			146					0?		2014-01-14		3.5/10/25/59.5				ditto.	Shanghai	CN	2014-01-14	3.6					3.6	M
Sewind	W4000-122 (SWT-4.0-122)	4	122	ε 11,690		342					0?	<2019-12-16					Self developed blade.	Shanghai	CN	2019-12-16	4					4	M
Sewind	W4000-130 (SWT-4.0-130)	4	130	ε 13,273	63	301	IB			140	100				375		2014-11-14	2015		HSG	IG		Hydraulic pitch. 100, 75, 100, 100 in Rudong H4, H5, H6 & H10. Guodian Zhoushan Putuo (63 units, 2019). Licensed Siemens SWT-4.0-140 in Dec 2011. In 2015, Sewind licensed from Siemens: SWT-2.3-101, SWT-2.5-101 (not made), SWT-2.5-108, SWT-3.6-120 (not made), SWT-4.0-120 (not made), SWT-4.0-130 and SWT-6.0-154.	Shanghai	CN	2014-11-14	4					4	M
Sewind	W4000-136	4	136	ε 14,527		275					100		2018-09-12					Jiangsu Rudong H5 (75 units, 2021); Lingang I (25 units, 2018-09). Siemens’ design with longer blades.	Shanghai	CN	2018-09-12	4					4	M
Sewind	W4000-146	4	146	ε 16,742		239					50			2021-10-31					50 in Zhejiang Jiaxing 2, CN. Siemens’ design with longer blades, designed by Sewind.	Shanghai	CN	2021-10-31	4					4	M
Sewind	WG5.55F-172	5.55	172	ε 23,235		239					0?	2020-10-14	2021-06-01			MSH	PM		“Synergy” platform “collaborative design and joint development” with Winergy for medium and low wind speed offshore areas. Blade made at Shanghai Glass Institute in 2021-05 and designed by Sewind.	Shanghai	CN	2020-10-14	5.55					5.55	M
Sewind	W6000-154 (SWT-6.0-154)	6	154	ε 18,627		322	IA					50	2016-08-30	2018-05-01				SPM		Fuqing Xinghua Bay Phase I (1P, 2018-05); Putian Pinghai Bay Phase II (20 units)	Shanghai	CN	2016-08-30	6					6	M
Sewind	W6250-172 / WD6250-172	6.25	172	ε 23,235	84	269					32		2019-05-09					Zheneng Shengsi No. 2 (32units); The 84m blade is the “longest glass fiber reinforced blade in the world”, manufactured by Zhongfu Lianzhong in 2019-06 and Times New Materials in 2020-05 and designed by Sewind	Shanghai	CN	2019-05-09	6.25					6.25	M
Sewind	W6.5F-185	6.5	185	ε 26,880		242					7	2020-10-20	2021-03-30			MSH	PM		7 in Pudong New District Donghai Bridge Project, China	Shanghai	CN	2020-10-20	6.5					6.5	M
Sewind	W7000-154 (SWT-7.0-154)	7	154	ε 18,627		376					77	2017-11-08					7 in Fujian Putian Sanchuan (2021); 35 in Datang South Aole Gate (2022); 35 in Datang Nanao Lemen I (2021)	Shanghai	CN	2017-11-08	7					7	M
Sewind	W8000-167 (SG 8.0-167 DD)	8	167	ε 21,904	81.4	365					25	2018-03-02	2020-01-15	2020-06		DD	PMSG		25 in Fujian Changle Waihai Area C in 2021.	Shanghai	CN	2018-03-02	8					8	M
Sewind	EW8.0-208	8	208	ε 33,979		235					dev	2021-10-18				MSH	PM		New “Poseidon” line with semi-direct drive.	Shanghai	CN	2021-10-18	8					8	M
Sewind	EW8.5-230	8	230	ε 41,548	112	193					47	2022-06-10	2022-06-10	2022-09-08		MSH	PM		137 ordered. Shandong Bozhong B, China (47 units, 2022-12). The model name indicates it is a 230 meter rotor, but the press release has an image of the 102 m blades for the EW8.0-208.	Shanghai	CN	2022-06-10	8					8	M
Sewind	EW11.0-208	11	208	33,979	102	324					34	2021-10	2021-09	2022-08-20	3.0/10.0/25	DD	PM		SPIC Jieyang Shenquan No. 2 (34 units, 2022-3). Petrel "Haiyan" platform.	Shanghai	CN	2021-10-15	11					11	M
Shandong Changxing Wind Power Technology	CX Windtech 2MW	2					0	2011-08-24				geared	SIG		Company profile, mention. Planned to install 9 nearshore units in Changxing Floating Modular Foundation Demonstration Project in Hebei, China.	Binzhou City, Shandong	CN	2011-08-24	2					2	M
Shandong Changxing Wind Power Technology	3MW	3					0	2011-10-15				geared	SIG		In May 2013, reported that the 9 3MW floating wind turbines (increased from 2MW) had been assembled and were ready for testing for the Changxing Floating Modular Foundation Demonstration Project, but the company went bankrupt in 2013-10.	Binzhou City, Shandong	CN	2011-10-15	3					3	M
Shandong Changxing Wind Power Technology	6MW	6					0	2011-11-03				geared	SIG		“Two 3MW synchronous generators are used instead of a single 6MW generator, and the first-stage gear transmission is directly used, which saves many transmission links in the traditional gearbox”	Binzhou City, Shandong	CN	2011-11-03	6					6	M
Shandong Swiss Electric (瑞其能)	YZ127/6.0	6	127	12,668		474	I / II					100/120	0	2015			2.3/12.5/25	DD	PM	3000	Info.	Weifang, Shandong	CN	2015-06-01	6					6	M
Shandong Swiss Electric (瑞其能)	YZ140/6.0	6	140	15,386		390	II / III					120/140	0	2015			2/11.5/25	DD	PM	3000	Info.	Weifang, Shandong	CN	2015-06-01	6					6	M
Shandong Swiss Electric (瑞其能)	YZ160/6.0	6	160	20,106		298	III					120/140	0	2015			2/10.4/25	DD	PM	3000	Info.	Weifang, Shandong	CN	2015-06-01	6					6	M
Shandong Swiss Electric (瑞其能)	YZ150/10.0	10	150	17,671		566	I / II					120/130	0	<2019-12-16			3.0/13/25	DD	PM	3000	mention. Outer stator and inner rotor structure.	Weifang, Shandong	CN	2019-12-16	10					10	M
Shandong Swiss Electric (瑞其能)	YZ170/10.0	10	170	22,698		441	II / III					125/135	0	<2019-12-16			2.5/12/25	DD	PM	3000	mention.	Weifang, Shandong	CN	2019-12-16	10					10	M
Shandong Swiss Electric (瑞其能)	YZ190/10.0	10	190	28,353		353	II / III					125/135	0	<2019-12-16			2.5/11/25	DD	PM	3000	mention.	Weifang, Shandong	CN	2019-12-16	10					10	M
Shenyang University of Tech.	8MW	8					0	2018-03-04				DD	PM		Described as “8MW external rotor direct drive wind turbine, hydraulic pitch system, large offshore unit”	Shenyang	CN	2018-03-04	8					8	A
Shenyang University of Tech. + Academia Sinica	10MW	10					0	2018-01-31					Not sure if this should be included, since there was no later news. There was a paper on a 10MW DFIG turbine from SUT.	Shenyang	CN	2018-01-31	10					10	A
Siemens	SWT-2.3-93	2.3	93	ε 6,793	45	324	IIA			82	60				277		2004			HS	IG		Lillgrund, SE (48 units, 2007); Horns Rev 2, DK (91 units, 2009); Rodsand 2, DK (90 units, 2010); Baltic 1, DE (21 units, 2010); Teesside, UK (27 units, 2014)	Brande	DK	2004-06-01	2.3	2.3					M
Siemens	SWT-2.3-101	2.3	101	ε 8,012		287	IIB			82	62				22	2008		2010			SPM		1P in Pori, Finland in 2010; 21 by Sewind. Siemens licensed the SWT-2.5-101 to Sewind in 2015, but I can’t find any other info, so I’m not going to list it.	Brande	DK	2008-06-01	2.3	2.3					M
Siemens	SWT-3.0-101 (D3)	3	101	ε 8,012	45	374	IA			73	60				6	2009	2009on				SPM		6 in Eurus Akita Port, Japan in 2015.	Brande	DK	2009-06-01	3	3					M
Siemens	SWT-3.0-108 (D3)	3	108	ε 9,161	53	327	IB / IIA			73	60				48	2012	2013on				SPM		Windpark Westermeerwind, Netherlands (48 units, 2016); shallow water	Brande	DK	2012-06-01	3	3					M
Siemens	SWT-3.6-107	3.6	107	ε 8,992		400	IA			125	95				591	2004	2004on			HS-3S	IG			Brande	DK	2004-06-01	3.6	3.6					M
Siemens	SWT-3.6-120	3.6	120	ε 11,310	58.5	318	IA			125→140 in 2016	100				950	2009	2009on	2010		HS	IG			Brande	DK	2009-06-01	3.6	3.6					M
Siemens	SWT-3.6-130	3.6	130	ε 13,273		271	IB					20	2016-09-29	2018-09-28			HS	IG		Tolo 1, Indonesia (20 units, 2018?)	Brande	DK	2016-09-29	3.6	3.6					M
Siemens	SWT-4.0-120	4	120	ε 11,310	58.5	354	IA			140	100				80	2012	2012on	2015		HS	IG		Borkum Riffgrund, DE (78 units, 2015); Formosa 1, Taiwan (2 units, 2017)	Brande	DK	2012-06-01	4	4					M
Siemens	SWT-4.3-130	4.3	130	ε 13,273		324	IB			140	100				161	2012	2012on	2015		HS	IG		Gemini, NL (150, 2017); Sandbank, DE (72, 2017); Tahkoluoto, FI (10, 2017); Windpark Fryslan, NL (89)	Brande	DK	2012-06-01	4.3	4.3					M
Siemens Gamesa	SG 5.0-145	4-5.2	145	ε 16,513	71	303	IIB			90,102.5, 127.5					36	2019-12		2021		HS-3S	DFIG	690	Onshore turbine with IP54, but used near shore. New control system with enhanced blade aerodynamics. Tan Thuan, Vietnam (18 units, 2022); Hiep Thanh, Vietnam (18 units, 2022).	Zamudio	ES	2019-12-15	5.2	5.2					M
Siemens	SWT-6.0-120 (D6)	6	120	ε 11,310		531					4	2011-06-09	2011-05 on	2013		DD	PMSG		Gunfleet Sands, UK (2 units, 2013), Høvsøre, Western Jutland, DK (1Pon, 2011-06)	Brande	DK	2011-06-09	6	6					M
Siemens	SWT-6.0-154	6	154	ε 18,627	75	322	IA					502	2011-11-29	2012-10-08			DD	PMSG		Østerild, DK (1Pon, 2012-10)	Brande	DK	2011-11-29	6	6					M
Siemens	SWT-7.0-154	7	154	ε 18,627	75	376	I, S					541	2015-03-12	2015-05-19			DD	PMSG			Brande	DK	2015-03-12	7	7					M
Siemens	SWT-8.0-154	8	154	ε 18,627	75	429	IB			~360					1Pon	2016-07-05	2017-01-30			DD	PMSG		Østerild, DK (1Pon, 2017-01)	Brande	DK	2016-07-05	8	8					M
Siemens Gamesa	SG 8.0-167 DD	8	167	ε 21,904	81.4	365	I, S					165	2017-11-28	2018-09-18			DD	PMSG		Hornsea 2 (165 units, 2022-09). Østerild, DK (1P, 2018-09)	Zamudio	ES	2017-11-28	8	8					M
Siemens Gamesa + Equinor	SG 8.6-167 DD (floater)	8.6	167	ε 21,904	81.4	393					11	2019-10-31	2022-07-13			DD	PMSG		Hywind Tampen (11 units, 2022). Initially announced in 2019-10 that would be 8.0MW, but when installed in 2022-07 announced that had been upgraded to 8.6MW. 4 units had defects and will be installed in 2023.	Zamudio	ES	2019-10-31	8.6	8.6					M
Siemens Gamesa	SG 10.0-193 DD	10	193	ε 29,255	94	342					1Poff	2019-01-16	2019-11-08			DD	PMSG		Brande, DK (1P, 2019-11). Ordered for Hollandse Kust Zuid 3&4, but this model was never used and superseded by the SG 11.0-200. OWF reports that Shanghai Electric will install >10 at Changle Area C 2 in 2023, but I doubt it b/c no news of licensing the model.	Zamudio	ES	2019-01-16	10	10					M
Siemens Gamesa	SG 11.0-200 DD	11	200	ε 31,416	97	350					236.5		69	2020-06	2020-11	2022-01		DD	PMSG		69 at Hollandse Kust Noord	Zamudio	ES	2020-06-15	11	11					M
Siemens Gamesa	SG 14-222 DD	14/15ª	222	ε 38,708	108	362				500					100 ordered	2020-05	2021-12	2024		DD	PMSG		100 ordered for Dogger Bank UK in 2021-03 by RWE. 60 ordered for Moray West	Zamudio	ES	2020-05-15	15	15					M
Siemens Gamesa	SG 14-236 DD	14/15ª	236	ε 43,744	115	320					72 ordered	2020-05	2022-11	2024		DD	PMSG		RWE ordered 72 for Thor, DK in 2023-01	Zamudio	ES	2020-05-15	15	15					M
Sinovel	SL3000/90	3	90	6,358	44/45	472	I					80/90			34			2010-02-27	3/13/25/70	HS (1200rpm)	DFIG	690	Donghai Bridge, Shanghai (34 units, 2010)	Beijing	CN	2010-02-27	3					3	M
Sinovel	SL3000/105	3	105	8,654	50.3	347	II					80/90/100/110			0	2012			3/12/25/70	HS (1200rpm)	DFIG	690		Beijing	CN	2012-06-01	3					3	M
Sinovel	SL3000/113	3	113	10,023	55	299	III					90/100/110			17		2009-03-20	2011-12	3/11/25/70	HS (1200rpm)	DFIG	690	Longyuan Jiangsu Rudong Intertidal, China (1P, 2010). Jiangsu Rudong 150MW (17/19 units, 2011-12/2013) (sources differ on ).	Beijing	CN	2009-03-20	3					3	M
Sinovel	SL3000/121	3	121	11,493	58/58.3	261	III					90/100/110			0	2014			3/10.5/25/70	HS (1200rpm)	DFIG	690	Fujian Hui'An Quanhui (14 units onshore, 2019)	Beijing	CN	2014-06-01	3					3	M
Sinovel	SL5000/128	5	128	12,861	62	389	I			625		100			1Poff + 1Pon	2010-06-29	2011-06-19		3.5/12.5/25/70	HS-3S	DFIG		Onshore prototype in 2011-06. Offshore prototype in Donghai Bridge, China (2015). First produced on 2010-10-12.	Beijing	CN	2010-06-29	5					5	M
Sinovel / Windawind	SL5000/139	5	139	15,166	68	330	IB					100			0	2012				HS-3S	DFIG	6300	Windawind is a JV between Sinovel and Global Wind Energy in S. Korea that was originally supposed to start manufacturing in 2019, but now says will start manufacturing in 2022 in Jeollanamdo.	Beijing	CN	2012-06-01	5					5	M
Sinovel / Windawind	SL5000/155	5	155	18,617	75	269	S / IIB					110			0	2016-10-27			3.5/10/25/59.5	HS-3S	DFIG	6300		Beijing	CN	2016-10-27	5					5	M
Sinovel / Windawind	SL5000/170	5	171	22,686	83.6	220	IIIB					110			0	2017				HS-3S	DFIG	6300	Mentioned in the 2017 annual report.	Beijing	CN	2017-06-01	5					5	M
Sinovel / Windawind	SL6000/128	6	128	12,861	LZ62	467	IB / I					100			1Pon	2011-05-31	2011-10-21		3.5/13/25/70	HS-3S	DFIG	6300	Prototype made in 2011-05. Redesign of SL6000 completed in 2016.The SL6000/128 was manufactured in Yancheng, Jiangsu in 2016-10-27, but no announcement of installation.	Beijing	CN	2011-05-31	6					6	M
Sinovel / Windawind	SL6000/155	6	155	18,617	AE75	322	S / II					110			0	2014			3.5/11/25/59.5	HS-3S	DFIG	6300		Beijing	CN	2014-06-01	6					6	M
Sinovel / Windawind	10MW / 11.7MW	10/11.7					dev	2013-10-18					Mentioned 10MW in 2012 annual report. In 2013-10, “almost completed its design,” which was funded by China's Ministry of Science and Technology, but financial problems probably prevented further work. In 2016-02, called “SL8.X” with variable 8-10 MW depending on wind speed. On 2018-10-04, had completed 35% of the design for the W10000 (10MW).	Beijing	CN	2013-10-18	11.7					11.7	M
SkyWind	3.4 MW	3.4	107	ε 8,992		378					135			1Pon	2012-09-19	2015-01-30			2 stage planetary	SCIG	3300	Tower contains crane to hoist rotor. Integrated 3.3 kV Squirrel Cage Induction Generator. Husum, DE (1P onshore, 2015-01)	Rendsburg	DE	2012-09-19	3.4		3.4					M
SkyWind	7-8 MW dual rotor					0	<2018-05-07				2 stage planetary	SCIG	8300		Rendsburg	DE	2018-05-07	8		8					M
Sterling Wind Power	Sterling Accelerator Turbine	2-20					0	2009-10-03					2011 US patent. Video from 2010-03. Pavilion Energy Resources made JV with Japanese power group in 2009-11.	Beverly Hills, CA	US	2009-10-13	20					20				C
STX	STX 72 2MW	2	70.65	ε 3,920		510					1Poff		2011-08-24			DD	PM		1P offshore at Jeju Island, KR in 2011. STX bought Harakosan Europe in 2009-08 and planned to be one of the top 10 wind turbine manufacturers by 2015. 72 2-MW: low nacelle weight; over-pressurized nacelle and direct drive permanent magnet generator that keeps out corrosive elements. The air used to over-pressurize the turbine is dehumidified and desalinated by an air dryer integrated in the nacelle of the turbine.	Lelystad	NL	2011-08-24	2			2					M
STX	STX 93 2MW	2	93	ε 6,793		294					1Pon		2011-10-06			DD	PM		1P onshore at Lelystad, Netherlands in 2011-08.	Lelystad	NL	2011-10-06	2			2					M
SWAY	ST10	10	164	ε 21,124		473	IB					0	2010-02				DD	PM		3 bladed downwind floater, started designing in 2005. Company declared bankruptcy in 2014. Installed a 1:5 scale 13m rotor prototype, 29 m tower (13m above water) in 2011-06. Description.	Bergen	NO	2010-02-15	10					10					C
Tacke→Enron Wind→GE	TW 1.5→1.5s Offshore	1.5	70.5	ε 3,904		384				49	28 (+hub)				7	1996	1996	1998		HS-3S	DFIG		Utgrunden 1, Sweden (7 units, 2000)	Salzbergen	DE	1996-06-01	1.5		1.5					M
Tacke→Enron Wind→GE	TW 2.0	2	70.5	ε 3,904		512					0	1998	1998-9			HS-3S	DFIG			Salzbergen	DE	1998-06-01	2		2					M
Taiyuan	TZ5000/128	5	128	ε 12,868		389	I					0	2013				HSG	PM			Shanxi	CN	2013-06-01	5					5	M
Taiyuan	TZ5000/153	5	153	ε 18,385		272	II					105			2	2013	2017-09-29			HSG	PM		Fuqing Xinghua Bay (2 prototypes, 2017). Independent electric pitch, active yaw, microprocessor control, and real-time operating system	Shanxi	CN	2013-06-01	5					5	M
Taiyuan	TZ6000/154	6	154	ε 18,627		322					100			0	2014			3/12/25	HSG	PM		variable speed and constant frequency, independent electric pitch, and automatic yaw	Shanxi	CN	2014-06-01	6					6	M
Taiyuan	TZ8000/168	8	168	ε 22,167		361					0	2019				HSG			Looks like TZF4500/155 designed with aerodyn will be basis for future 5, 8, 10 MW models, probably b/c HS no t reliable.	Shanxi	CN	2019-06-01	8					8	M
Taiyuan	TZ8000/175	8					0	2019					Shanxi	CN	2019-06-01	8					8	M
Taiyuan	TZ8000/182	8	182	ε 26,016		308					0	2019				HSG			Completed the main structure drawings and completed the load calculation in H1 2019, and certified in 2019.	Shanxi	CN	2019-06-01	8					8	M
Taiyuan	5-14MW	5-14					dev	2022-07-26					There was a 10MW model mentioned in 2021.	Shanxi	CN	2022-07-26	14					14	M
Tecnalia Research & Innovation (TRI)	SUPRAPOWER project	10					0	2012-12-01					€ 5.15M in funding from European Commission to develop a compact MgB2 superconductor-based 10MW generator from 2012-12-01 to 2017-05-31 named (SUPerconducting, Reliable, lightweight, And more POWERful offshore wind turbine)	Derio	ES	2012-12-01	10				10					A
UNISON	U113	2.3	112.8	ε 9,993		230	S					80/100/140			15	2015-06-10			3/10.5/20/59.5	HS-3SP (1:86)	PMSG		15 installed in Younggwang Wind in 2018, but not designed for offshore use. Certified in 2015-06.	Gyeongsangnam- Do	KR	2015-06-10	2.3					2.3		M
UNISON	U136-4.2MW	4.2	136	14,470	66.5	290	IA					95 / 117			1P		2018-09		3/?/22	HS-3SP	PMSG		Prototype installed at Yeonggwang TP in 2018-09. Designed with grant money in 2016. Adapted from aerodyn’s 4MW-140m rotor design. Description.	Gyeongsangnam- Do	KR	2018-09-15	4.2					4.2		M
UNISON	U151-4.3MW	4.3	151	17,908	74	240	S (IIIA+)					95 / 117			26	2019-06-11			3/?/22	HS-3SP	PMSG		Omisan Wind Power Complex (14 units, announced 2020-11), Yaksu Offshore Wind Power Complex in Yeonggwang (12units, announced 2021-08).	Gyeongsangnam- Do	KR	2019-06-11	4.3					4.3		M
UNISON / Aerovide	U210-10MW / Hemu-X 10 MW	10	210	34,517	102.2	290	S	48.7	9x9x3.2	515	277.1				dev	2020-10-27		f2023		DD	PMSG	690	Video. Design from Aerovide. In 2022-06, agreement with Korea Institute of Energy Technology Evaluation and Planning to develop. Earlier had a 209m rotor, but now 210m.	Gyeongsangnam- Do	KR	2020-10-27	10					10		M
VertAx Wind	10MW	10.25	135	ε 20,250	150	518	likely IS					0	2009					2x PMG		H-shaped rotor in VAWT; can be scaled up to -15.75MW.	Godalming, Surrey	UK	2009-06-01	10.25					10.25					C
Vestas + X1 Wind	V29 + PivotBuoy	0.225	29	ε 661		341		0.6		7.9					dev + 1P	2019-04-01	2022-10-28		3.5/14/25/56	MS-2S (1:25)	Async	400	1P at PivotBuoy PLOCAN (floating) under construction; €3.96M in funding from European Commission.	Aarhus	DK	2019-04-01	0.225	0.225					C
Vestas	V39-500kW	0.5	39	ε 1,195		419				18	3.5				10	1991-92	1991			HS-3S	IG		Tuno Knob, Denmark (10 units, 1995)	Aarhus	DK	1991-06-01	0.5	0.5					M
Vestas	V47-660kW	0.66	47	ε 1,735		380					2		1997			HS-3S	IG		Setana/Hokkaido, Japan (2 units, 2004)	Aarhus	DK	1997-06-01	0.66	0.66					M
Vestas	V66-2.0MW	2	66	ε 3,421		585	likely I			57	23				2	2000	2000			HS-3S	DFIG		Blyth, UK (2 units, 2000)	Aarhus	DK	2000-06-01	2	2					M
Vestas	V80-2.0MW	2	80	ε 5,027		398	IA			65	37				212	2000	2000on/2001off			HS-3S	DFIG		Horns Rev, DK (80, 2002); North Hoyle, UK (30, 2003); Sakata, JP (7, 2004); Ronland, DK (4, 2004); Scroby Sands, UK (30, 2004); Princess Amalia, NL (60, 2007); Windfloat demo, PT (1, 2011-17); Le Croisic Floatgen Demo (1P, 2018)	Aarhus	DK	2000-06-01	2	2					M
Vestas	V90-3.0MW Offshore	3	90	ε 6,362		472	IA			66→70	66→41				319	2002-3	2002on			HS-3S	DFIG		Frederikshavn, DK (1, 2002); Barrow, UK (30, 2006); Kentish Flats, UK (30, 2005); Egmond, NL (36, 2006); Robin Rigg, UK (60, 2009); Belwind, Belgium (55, 2010); Thanet, UK (100, 2010); Sprogo, DK (7, 2009)	Aarhus	DK	2000-03-15	3	3					M
Vestas	V117-4.2 MW	4.2	117	10,751	57.2	391	IB		12.8L,16.9H,4.2W			84/91.5			33	2017-06-23		2022-07-05	3/?/25				20 at Noshiro Port and 13 at Akita Port under construction	Aarhus	DK	2017-06-23	4.2	4.2					M
Vestas	V120-4.5MW	4.5	120	ε 11,310		398	S			145	65				1Pon	2005	2006on			HS-3S	DFIG			Aarhus	DK	2005-06-01	4.5	4.5					M
Vestas	V126-3.45MW	3.45	126	ε 12,469		277	IIA/IIB					6	2015-09				HS	IG		Lake Erie Icebreaker, US (6units, 2022); Non-integrated high-speed geared; three-point gearbox support (main shaft and single rotor bearing), three-stage or four-stage (differential) / Gearbox	Aarhus	DK	2015-09-15	3.45	3.45					M
Vestas	V164-9.5 MW	9.5	164	21,124	80	450		35				105	187		23	2017-06		2019-12-18		3S-MSH	PMSG		23 installed in Northwester 2, Belgium in 2020	Aarhus	DK	2017-06-15	9.5	9.5					M
Vestas	V164-10 MW	10	164	21,124	80	473		35				105	187		114	2018-09-27		2021-12-08		3S-MSH	PMSG		114 at Seagreen under construciton	Aarhus	DK	2018-09-27	10	10					M
Vestas	V174-9.5 MW	9.5	174	23,779	85	400		35	21L,9W,9H	390		110	197		27	2019-02	2020-01-24	2022-12		3S-MSH	PMSG		27 at Arcadis Ost 1 under construction	Aarhus	DK	2019-02-15	9.5	9.5					M
Vestas	V236-13.6 MW	13.6	236	ε 43,744	115.5	311					dev	2021-02					Vestas hasn’t mentioned the C236-13.6 since the original announcement, so I wonder if it is still being developed.	Aarhus	DK	2021-02-15	13.6	13.6					M
Vestas	V236-15.0 MW	15	236	43,742	115.5	343					280		dev+1Pon+64 ordered	2021-02-12	2022-11-16	2023-Q3	3/ ? /30	3S-MSH	PMSG		64 ordered for 900MW He Dreiht, Borkum, DE	Aarhus	DK	2021-02-12	15	15					M
Vortec Energy	Vortex V3500	3.5	54					0	1994	21	29					diffuser augmented wind turbine (DAWT)		NZ	1994-06-01	3.5					3.5					C
Wind Catching System	concept					0	2017					Oslo	NO	2017-06-01	?					C
Wind Power	Aerogenerator					0	2005					2 bladed VAWT	London	UK	2005-06-01	?					C
Wind Power	Aerogenerator X	10	275	ε 59,396		168					0	2010-07-27					Plan was to create 30kW, 300kW, 1/2MW prototypes, but never got funding.	London	UK	2010-07-27	10					10					C
Wind to Energy (W2E)	W2E-215/9.0	9	215	ε 36,305		248	IIIA, IIB					≤170			dev	2021-01 (date in URL)			3.0 / 13 / 25	MS or HS	PMSG, DFIG or SCIG		Not sure if I should count this as “dev” since nobody has licensed it.	Rostock	DE	2021-01-15	9		9					D
Wind World	W2500/220kW	0.22	25	ε 491		448				6.8	5				1			1990		HS-3S	IG		Nogersund, Sweden (1 unit, 1990-2004)	Skagen	DK	1990-06-01	0.22	0.22					M
Wind World	W3700/550kW	0.55	37	ε 1,075		512				21.4	11				5			1998		HS-3S	IG		Bockstigen, Sweden (5 units,1998)	Skagen	DK	1998-06-01	0.55	0.55					M
Windey/aerodyn	WD130-5000	5	130	ε 13,273		377	IB			167	110	100			0?	2011-09	2016-06				SC		Joint development of offshore model with aerodyn starting at end of 2010, based on aeroMaster aM 5.0/130, but I’m not sure that the final design was for offshore, and I can’t find any installations onshore. Aerodyn offered either DFIG or PMSG, but this report (p7-8) says that Windey used squirrel cage. Included a crane and helicopter pad. Gearbox made by Hangzhou Qianjin Gearbox. Prototypes in Pinghu City connected to grid in 2016-06, but unclear if WD130 or WD139. History of company.	Hangzhou, Zhejiang	CN	2011-09-15	5					5	M
Windey/aerodyn	WD139-5000	5	139	ε 15,175	68	329	IIB			290	135	100			2P?	2015-07-19					SC		ditto. Nacelle weight appears too high.	Hangzhou, Zhejiang	CN	2015-07-19	5					5	M
Windey	WD175-5.X	5	175	ε 24,053		208				145				100-140	1P		2019		2.5 / ? / 20-25				Windey installed and certified a 5MW offshore prototype in 2019, and the 2021 budget included CNY 2.75M for its development.	Hangzhou, Zhejiang	CN	2019-06-01	5					5	M
Windey	WD175-6250	6.25	175	ε 24,053		260					1Pmade	2021-06-02	2021-04					The 6.25-7 MW models are the 7MW Kunpeng offshore platform. Core components are 100% domestic; modular design to mix-match components per project requirements; components up to 60 t. can be replaced without the main crane. The 2021 annual report (p17) says that developed 4.5MW offshore turbines for order delivery, but I can’t find any info on that.	Hangzhou, Zhejiang	CN	2021-06-02	6.25					6.25	M
Windey	WD195-6660	6.6	195	ε 29,865		221					dev	2021-06-02					ditto.	Hangzhou, Zhejiang	CN	2021-06-02	6.6					6.6	M
Windey	WD195-7000	7	195	ε 29,865		234					dev	2021-06-02					ditto. Non-typhoon resistant.	Hangzhou, Zhejiang	CN	2021-06-02	7					7	M
Windey	WD225-8000	8	225	ε 39,761	110	201					dev	2022-09-22 (date in URL)					The 8-10 MW models are the 9MW Sea Harrier anti-Taiwan offshore platform. Windey also has onshore WD200-8340, WD215-9100, WD215-10000 models starting in 2023-06.	Hangzhou, Zhejiang	CN	2022-09-22	8					8	M
Windey	WD225-9000-OS	9	225	ε 39,761	110	226		47	16x6.1x5x8	265		130-150	≤ 260		56	2021-09-27		2022-11-15	3/10/20-25	2S-MS	? (PMSG or DFIG)		ditto. Spec sheet says “double-fed type” but says using “semi-direct drive” for 9MW and larger. Guodian Xiangshan #1 phase 2 (56 units, delivered 2022-11-15)	Hangzhou, Zhejiang	CN	2021-09-27	9					9	M
Windey	WD225-10000	10	225	ε 39,761	110	252					dev	2022-05-10					ditto. Mentioned that the 110m blade was for a 10MW turbine.	Hangzhou, Zhejiang	CN	2022-05-10	10					10	M
Windey	WD245-13000	13	245	ε 47,144		276					dev	2022-09-22 (date in URL)					Hangzhou, Zhejiang	CN	2022-09-22	13					13	M
Windey	WD245-14000	14	245	ε 47,144		297					dev	2021-10-21					Hangzhou, Zhejiang	CN	2021-10-21	14					14	M
Windey	WD245-15000	15	245	ε 47,144	120	318		53	20x7.5x6.5	430		140-160	≤ 280		dev	2021-10-20		2023	3/11.4/20-25	2-stage MS	? (PMSG or DFIG)			Hangzhou, Zhejiang	CN	2021-10-20	15					15	M
WindMaster	WM1000CS-48/2B	1	48	ε 1,810		553				48					0	1997				HS-3S	IG			Sint-Truiden	BE	1997-06-01	1					1					M
WinWinD	WWD-3-100	3	100	ε 7,854		382	IIA / IIIA			160					20		2004-11 on			MSH	PM		Kemi Ajos, FI (10 near-shore, 2008-17); Vanern, SE (10, 2010); used a 1.5 or 2 stage planetary gearbox.	Oulu	FI	2004-06-01	3					3					M
XEMC→Harbin Electric	XE140-4000	4	140	15,386		260	IIA					18			2019-11-05	3/10.4/25	DD	PMSG	690	Zhejiang Daishan No. 4 (18 units, 2019-11). / “typhoon mode" that controls the unit to switch between the upwind or downwind, active wind or free swing modes.	Xiangtan, Hunan	CN	2019-11-05	4					4	M
XEMC→Harbin Electric	XE148-4000	4	148	ε 17,203		233					74			2021-02-20		DD	PMSG		Zhejiang Jiaxing No. 1 (74 units, 2021)	Xiangtan, Hunan	CN	2021-02-20	4					4	M
XEMC→Harbin Electric	XE140-5000	5	140	15,386		325	IIC					1P	2019-01-09	2018		3.0/11/25	DD	PMSG	3000	Three Gorges Fujian Xinghua Bay (1P, 2018)	Xiangtan, Hunan	CN	2019-01-09	5					5	M
XEMC→Harbin Electric	XE155-6000	6	155	18,702		321	IC					0?	2019-01-25			3/11.5/25	DD	PMSG	3000		Xiangtan, Hunan	CN	2019-01-25	6					6	M
XEMC	XE173-7000	7	173	23,506		298	S					110			0	2019-01-25			2.5/10.5/25	DD	PMSG	3000		Xiangtan, Hunan	CN	2019-01-25	7					7	M
XEMC→Harbin Electric	XE174-6.45/7.25/8.0 or HE174-6.X	6.45/ 7.25/ 8.0	174	ε 23,779					dev + 1Poff	2020-06-14	1Poff			DD	PM	3150	The XE174-6.45/7.25/8.0 became the HE174-6.X after Harbin Electric bought XEMC in 2021-11, and then became the XE174-6.X	Xiangtan, Hunan	CN	2020-06-14	8					8	M
XEMC	XE173-7500	7.5	173	23,506		319	S					110			0	2019-01-25			2.5/11/25	DD	PMSG	3000		Xiangtan, Hunan	CN	2019-01-25	7.5					7.5	M
XEMC	XE173-8000	8	173	23,506		340	IA					110			0	2019-01-25			2.5/11.5/25	DD	PMSG	3000		Xiangtan, Hunan	CN	2019-01-25	8					8	M
XEMC→Harbin Electric	10MW	10					dev	2018-03-30					From 7-10MW in 2018 to 10MW in 2021-11-12.	Xiangtan, Hunan	CN	2018-03-30	10					10	M
Yinhe	3.5MW	3.5					0	2010-07-05				DD	PM			Beijing	CN	2010-07-05	3.5					3.5	M
Yinhe	GX153-6MW	6	153	ε 18,385	75	326					100			0					DD	PM		Research for the 6MW turbine started in Oct. 2010	Beijing	CN	2010-10-15	6					6	M
					Avg	Avg	No.	No.	No.	No.	No.	No.	No.	No.
Total					408					2014-03-27	6.54272413793103	54	37	24	6	14	24	19	15	15	198
# successful (>2 installed or ordered)					131
% successful					37.54%
# never made (no prototype)					136
% never made					44.01%
# in development with no preorders (too early to know if successful)					59

† Full names: CSSC Haizhuang Windpower, Dongfang Electric Wind Power, MingYang Smart Energy, Vestas Wind Systems, Siemens Gamesa Renewable Energy, GE Renewable Energy, Guodian United Power
ε Swept area estimated from rotor size.
SCA=squirrel cage asynchronous, DFI=doubly fed induction, DFA=double feed asynchronous					5
Sources:
List of historic offshore turbines
https://renews.biz/media/25314/renews_oty2021.pdf

Notes: I only counted floaters if a distinct turbine was used on that floating foundation.

Announced models per year by country
Year	Western nations	China	Rest of Asia	Denmark	Germany	Netherlands	Spain	France	Rest of Europe	USA	Japan	S. Korea	OEMs	Western OEMs
1990	1			1	0	0	0	0	0	0	0	0	1	0
1991	2			2	0	0	0	0	0	0	0	0	2
1992	1			0	0	0	0	0	1	0	0	0	1
1993	1			0	0	1	0	0	0	0	0	0	1
1994	1			0	0	0	0	0	1	0	0	0	0
1995	1			1	0	0	0	0	0	0	0	0	1
1996	1			0	1	0	0	0	0	0	0	0	1
1997	5			1	0	2	0	0	2	0	0	0	5
1998	4			1	3	0	0	0	0	0	0	0	3
1999	0			0	0	0	0	0	0	0	0	0	0
2000	9			5	2	2	0	0	0	0	0	0	9
2001	3			1	1	0	0	0	0	1	0	0	2
2002	3			1	2	0	0	0	0	0	0	0	3
2003	2		1	2	0	0	0	0	0	0	1	0	3
2004	4		0	2	0	0	0	0	2	0	0	0	4
2005	8		0	1	2	0	0	0	3	2	0	0	7
2006	2	1	1	0	1	1	0	0	0	0	1	0	4
2007	7	1	1	0	2	3	0	0	1	1	1	0	6
2008	4	2	1	1	0	2	0	0	0	1	1	0	7
2009	7	5	1	2	1	0	0	1	1	2	0	1	10
2010	14	14	1	2	3	0	3	0	4	2	1	0	20
2011	13	11	3	3	0	2	0	3	3	2	1	2	26
2012	15	10	2	4	2	1	1	0	2	5	0	2	22
2013	11	7	4	2	3	0	2	1	2	1	3	1	17
2014	5	10	3	0	1	1	0	2	1	0	2	1	15
2015	11	11	2	4	3	1	0	1	1	1	1	1	21
2016	4	4	3	3	1	0	0	0	0	0	2	1	10
2017	10	8	2	2	4	2	1	0	1	0	1	1	15
2018	6	18	3	2	1	1	0	2	0	0	0	3	25
2019	10	29	1	2	4	0	3	0	1	0	0	1	35
2020	7	9	1	0	1	0	3	2	0	1	0	1	15
2021	4	25		2	1	0	0	1	0	0	0	0	28
2022	2	28		0	0	2	0	0	0	0	0	0	30
2023	2	5		0	1	0	0	1	0	0	0	0	6
Total	180	198	30	47	40	21	13	14	26	19	15	15	355	0
					53
Announcements of offshore wind turbine models by country
Amos Batto, license: CC BY 4.0
Capacity (MW)
Announcements of new offshore wind turbine models
Amos Batto, license: CC BY 4.0
Number of models
Number of new offshore wind turbine models announced
Amos Batto, license: CC BY 4.0
Number of models

## Model_count
Offshore wind turbine models
Turbine OEMs	Finished developing					In R&D			Total models	Models	≥100 models	Manufacturers
	Number	Not made	Only prototyped	≥3 installed	≥100 installed	% / ≥3	% ≥100	Number	Prototype	Ordered
Western OEMs
Bonus + Siemens + SGRE	22		3	19*	8	86%	36%	2	2	2	24	Siemens/SGRE: 20 (15 installed, 3P, 2dev), Bonus 4 (3 installed, 1P); >100:	SWT-2.3-93, SWT-3.6-107, SWT-3.6-120, SWT-4.3-130, SWT-6.0-154, SWT-7.0-154, SWT-8.0-154, SG 8.0-167 DD; 100 ordered of SG 14-236 DD
Multibrid + Areva + Gamesa + Adwen	7	2	3	2	1	29%	14%				7	M5000(-116), M5000-135→AD 5-135, M8000-180→AD 8-180, G11X-5.0MW, G128-5.0, G132-5.0→AD 5-132, G14X 6/7M	AD 5-135
Vestas + Nordtank + NEG Micon + MHI Vestas	22	1	6	15	5	68%	23%	3	2	1	25	Vestas: 14 (2 dev+P, 1dev, 8 installed, 3P), MHI Vestas: 7 (5 installed, 2P), NEG Micon: 3 (1 installed, 1P, 1not_made), Nordtank: 1 (1 installed)	V112-3.0MW, V112-3.45MW, V80-2.0MW, V90-3.0MW Offshore, V164-10 MW,
Tacke + Enron + Scanwind + Alstom + GE	11	2	4	5	1	45%	9%	4	3	3	15	Tacke: 2 (1 installed, 1 not made), Enron: 1 (1installed), Scanwind: 3 (3P), Alstom: 1 (1 installed), GE: 8 (2 installed, 1P, 1 not made, 3 dev+ordered+P, 1dev)	Haliade 150-6.0MW; 190 ordered of Haliade-X 13 MW
Repower→Senvion	5	1	1	3		60%					5
Nordex	3	1	2					3
Enercon	3	1	2					3
aerodyn + AEROVIDE‡	9	6	3					1			10
aerodyn engineering‡	6	5	1					2			8
AMSC Windtec	4	3		1		25%					4
BARD	2		1	1		50%					2
Mervento	2	1	1					2
SeaTwirl	2	1	1					2
Wind World	2		1	1		50%					2
Nedwind	2	1		1		50%					2
WinWinD	1			1		100%					1
Lagerwey + Zephyros	2	1	1					2
Eolink	1		1					1			2			29
Others	52	45	7					5			57	2-B Energy (P, 0, dev), AirGenesys (0), Azimut Project (0), Bewind (dev), Blaaster (0), Blue H (1P, 2x0), Clipper (2x0), Condor (0), DeepWind (2x0), EOLFI (0), Floating Windfarms (0), Gwind (1P, 1x0), HMZ WindMaster (P), ICORASS (0), INNOWIND (0), INNWIND (0), Keuka Energy (1P, 2x0), MECAL (0), MultiWind (0), Nenuphar (4x0), Nextwind (0), NOK (0), Nordic (0), NPS (0), Norsetek (0), NREL (0), Renewegy (P), Seawind (2xdev, 3x0), SkyWind (1P, 0), Sterling (0), SWAY (0), Tecnalia (0), VertAx (0), Vortec (0), WEMU (0), W2E (dev), Wind Catching System (0), Aerogenerator (2x0), WindMaster (0)		57
Western total	158	71	38	49	15	31%	9%	18	7	6	176
Chinese OEMs
Mingyang	14	1	3	10	2	71%	14%	9	5	4	23		MySE5.5-155, MySE6.45-180,
Sewind†	13	3		10	2	77%	15%	1			14	Including licensed China models: W2500-108, W4000-122, W4000-136, W4000-146 & W6250-172; Excluding: SWT-2.3-101, SWT-4.0-130, SWT-6.0-154, SWT-7.0-154, SG 8.0-167 DD
Envision	8	2	2	4	2	50%	25%	3	1		11		EN136/4.0MW (107), EN-148/4.5MW,
CSSC Haizhuang	16	4	3	9	1	56%	6%	9	3	1	25		H171-5.0MW; >100 ordered: H236-8.XMW, H210-10.0MW
Dongfang	7	1	1	5		71%		4	1		11
Goldwind	15	3	4	8		53%		4	1	2	19		272 ordered of GWH230-9.0MW
Guodian United Power†	9	4	3	2		22%		5	3		14	Excluding licensed SG 11.0-200 DD
XEMC + Harbin Electric + Darwind	9	5	1	3		33%		5	1		14	XEMC: 9 (2dev, 5not_made, 2installed), Harbin Electric: 3 (2dev, 1dev+P), Darwind: 2 (1installed, 1P)
Sinovel / Windawind	10	7	2	1		10%		1			11
CNR + CSR + CRRC	3	3					1	1		4
Windey	5	1	3	1		20%		7			12
Taiyuan	6	5	1					1			7
SANY	1		1					1	1		2
Baonan	1		1					1
Huayi	1	1					1
China Creative Wind E.	5	3	1	1		20%					5
Aerospace Wanyuan (China Energine)	3	2	1					3
Yinhe	2	2					2
Jingcheng New Energy	1	1					1
Shandong Changxing	3	3					3
Fengdian Energy	1	1					1
Shenyang Univ. of Tech.‡	2	2					2
Fujian Tongnis New Energy	2	2					2
Swiss Electric	6	6					6			27
Chinese total	143	62	27	54	7	38%	5%	51	17	7	194
Japanese OEMs
Fuji + Hitachi	6		2	4		67%					6
Japan Steel Works	2		2					2
Mitsubishi (excluding MHI Vestas)	2		2					2
RIAM	4	2	2					4
MODEC	1		1					1
Japanese total	15	2	9	4	0	27%	0%				15			5
Korean OEMs
UNISON	3		1	2		67%		1			4
Doosan	5	1		4		80%		1			6
Hyundai	2	1	1					2
Hyosung	1	1					1
Samsung	1		1					1
Daewoo	1	1					1
STX	2		2					2
Korean total	15	4	5	6	0	40%	0%	2			17			7
Global total	331	139	79	113	22	34.1%	6.6%	71	24	13	402			96
* Including models produced by Sewind under license. / † Excluding SGRE models licensed to Sewind (SWT-2.3-101, SWT-4.0-130, SWT-6.0-154, SWT-7.0-154 & SG 8.0-167 DD) and United Power (SG 11.0-200 DD), but including 5 distinct licensed models for China (W2500-108, W4000-122, W4000-136, W4000-146 & W6250-172). / ‡ Most aerodyn and Shenyang U. of Tech. designs are counted under the manufacturers, who often made substantial changes to the original design.
Notes: “Not made” is if never manufactured or prototyped, “Prototyped” is if only 1 or 2 were installed; “In R&D” is if the model is still in development.

Global total %	82.3%	34.6%	19.7%	28.1%				17.7%	6.0%	3.2%	100%

					0.0900900900900901

## Biggest_turbines
Largest upcoming offshore wind turbines
Manufacturer	Model	MW	Rotor width (m)	Swept area (m2)	Blade length (m)	W/m²	Drive†	Announced	Prototype	Serial production
Mingyang (CN)	MySE 18.X-28X	18-28	290	66,052	140	273	MSH-3S	2023-01	§	§
CSSC Haizhuang (CN)	25+MW / 300+m	≥25	≥300	ε 70,686		354	MSH	2023-01	§	§
CSSC Haizhuang (CN)	H260-18.0MW	18	260	ε 53,093	128	339	MSH	2022-11	*2023-01		prototype installation in 2023-05
Harbin Electric (CN)	18MW	18					ω	2022-11	§	§
GE Renewable (FR)	17 or 18 MW	17-18					DD	2023-03	§	§
Dongfang (CN)	D17000-262-S	ϰ 17	262	ε 53,913	128	315	DD	2023-01	late 2023	2024 Q4
CSSC Haizhuang (CN)	H256-16.7MW	16.7	256	ε 51,472	126	324	MSH	2022-09	*2022-12?
Mingyang (CN) / aerodyn eng. (DE)	16.6MW nezzy2 floater	2x8.3	2x178	ε 49,769	86.5	334	MSH-2S	2022-09	late 2023
Mingyang (CN)	MySE 16-260	16	260	53,902	126	297	MSH-3S	2022-12	*2023-01	2024 H2
Goldwind (CN)	GWH252-16MW	16	252	ε 49,876	122	321	MSH	2022-10	*2022-10
Windey (CN)	WD245-15000	15	245	ε 47,144	120	318	MSH-2Sϕ	2021-10		2023
Vestas (DK)	V236-15.0 MW	15	236	43,742	115.5	343	MSH-3S	2021-02	2022-11	2023-Q3
Siemens Gamesa (ES)	SG 14-236 DD	ª14/15	236	ε 43,744	115	320	DD	2020-05	2022-11	2024
Siemens Gamesa (ES)	SG 14-222 DD	ª14/15	222	ε 38,708	108	362	DD	2020-05	2021-12	2024
GE Renewable (FR)	Haliade-X 14 MW	¤14.7	220	ε 38,013	107	387	DD	2018-03	2021-10	2023
Mingyang (CN)	MySE 14-260	14	260	ε 53,093	126	264	MSH-3S	2022-11		2023 Q3
Envision (CN)	EN-252/14MW	14	252	ε 49,876		281	MSH	2023-01	*2023-01
Taiyuan Heavy I. (CN)	14MW	14					2022-07	§	§
United Power (CN)	20X and 23X	8-12	20x/23x				MSHψ	2022-12	§	§
CRRC (CN)	8-12MW	8-12	225	ε 39,761		302	MSH	2022-11	*2022-12
Windawind (KR)	10MW / 11.7MW	10/11.7					2018-10	§	§
Shanghai Electric (CN)	EW11.0-208	11	208	33,979	102	324	DD	2021-10	2021-09	2022-08
United Power (CN)	UP11000-200 ϫ	11	200	ε 31,416	97	350	DD	2021-11		2023
UNISON (KR)	U210-10MW	10	210	34,517	102.2	290	DD	2020-10		σ2023
SANY Heavy Ind. (CN)	9MW	9	230	ε 41,548		217		2023-03	*2023-03					1Pmade
Shanghai Electric (CN)	EW8.5-230	8.5	230	ε 41,548		205	MSH	2022-06	*2022-06	2022-09
Doosan Enerbility (KR)	DS205-8MW	8	205	ε 33,006	100	242	DD	2018-07	2022-01	σ
† All drives appear to use permanent magnet synchronous generators (PMSG), except for possibly Windey, Taiyuan and Windawind. DD = direct drive, MSH = medium speed geared hybrid (also known as “semi-direct drive”), -2S = 2 gear stages, -3S = 3 gear stages / ε Swept area estimated from rotor size. / § Probably 2025 or later, because 2 generations in future for Mingyang, CSSC Haizhuang, United Power and GE and 3 generations in future for Harbin Electric. Taiyuan Heavy Industries has to restart its turbine manufacturing and Windawind, which is a JV between Sinovel (CN) and Global Wind Energy Co. (KR), hasn’t yet started manufacturing. / * Prototype manufactured in the factory, but not yet installed. / ϰ Dongfang intends to uprate the capacity to 18MW in the future. / ª Rated as 14 MW, but reaching up to 15 MW using Siemens Gamesa’s “Power Boost” function. / ¤ Rated as 14.0 MW, but independent certification body DNV certified it as 14.7 MW. / Ϫ Siemens Gamesa gave United Power a license to manufacture the SG 11.0-200 DD. / ω Harbin Electric is using DD in its offshore XE176/184/195 models and MSH in its 4-7 MW onshore models and says (p.24-5) that it has an “open attitude” about which tech it will use in the future. / ψ Probably MSH, because United Power’s upcoming UP5500-176, UP6500-184 and UP7000-195 are MSH. / Φ Unclear if generator is PMSG or DFIG--spec sheet says “double-fed type”, but Windey says using “semi-direct drive”. / σ Unlikely to be built because Doosan Enerbility has licensed to built Siemens Gamesa’s offshore models and UNISON is now collaborating with Mingyang in offshore projects.
Full names: CSSC Haizhuang Windpower, Dongfang Electric Wind Power, MingYang Smart Energy, Vestas Wind Systems, Siemens Gamesa Renewable Energy, GE Renewable Energy, Guodian United Power

Largest upcoming onshore wind turbines
Manufacturer	Model	MW	Rotor width (m)	Swept area (m2)	Blade length (m)	W/m²	Drive†	Announced	Prototype made or installed	Serial production
SANY Heavy Ind. (CN)	8.5-11MW	8.5-11	230	41,548		265	HS-DFIG*	2023-02	2023-02		double-box substation top-mounted technology, using two 5MW-class box-type substations
Envision (CN)	EN-220/10MW	10	220	ε 38,013		263	HS-DFIG*	2023-02		2023-08
Windey (CN)	WD215-10000	10	215	ε 36,305		275	HS-DFIG			2023-06
Windey (CN)	WD215-9100	9.1	215	ε 36,305		251	HS-DFIG			2023-06
Mingyang (CN)	MySE 8.5-216	8.5	216	ε 36,644		232	2S-MSH	2023-01
CRRC Zhuzhou (CN)	8MW+	7.15-8.35	185/ 215	ε 26880/ ε 36305		266/ 230	HS-DFIG		2022-12		Hoisted.				26880.2521422777	229.995868337695
Envision (CN)	EN-210/8.35MW	8.35	210	ε 34,636		241	HS-DFIG*	2023-02
Windey (CN)	WD200-8340	8.34	200	ε 31,416		265	DFIG			2023-01
Sany Heavy Ind. (CN)	7.XMW	7-8	210	ε 34,636		202	HS-DFIG*		2022-12		Hoisted
Harbin Electric (CN)	HE187-7.XMW	6.75-8	187	ε 27,465		291	DD-PMSG		2022-06		Dual onshore/offshore use
CSSC Haizhuang (CN)	H206-7.7MW	7.7	206	ε 33,329		210	HS-DFIG	2022-10
Vestas (DK)	V172-7.2MW	7.2	172	23,235	84	310	MSH	2022-04			LM will make blades. The product sheet says “2 planetary stages”, so I assume that there is a 3rd helical gear.
Mingyang (CN)	MySE7.15-216	7.15	216	ε 36,644		191	2S-MSH		2022-12
Shanghai Electric (CN)	EW7.X-202	7	202	ε 32,047	100	218	MSH	2022-04			Developed a truck to carry the blades that can lift them into the air to get around mountain passes
CRRC (CN)	7.XMWD195	7	195	ε 29,865		234	MSH	2021-10			"Jixing" platform
WEG Group (BR)	AGX172/7.X	7	172	ε 23,235		301	MSH	2022-06	early2024	2025
Siemens Gamesa (ES)	SG 7.0-170	7	170	ε 22,698		308	HS-DFIG	2022-10
CSSC Haizhuang (CN)	H193-6.7MW	6.7	193	ε 29,255		229	HS-DFIG				Produced a H193-5 prototype in 2022-12 and H193-6.25MW specs.
Goldwind (CN)	GWH191-6.7MW	6.7	191	ε 28,652		234	MSH	2021-10		2022-11	SPIC Yunnan International Fuyuan West (9 units, 2022)
Siemens Gamesa (ES)	SG 6.6-170	6-6.6	170	22,697		291	HS-DFIG	2021-09	2021-09	2022-05	Prototype in Hovsore, DK; first farm in Tucano, BR.
United Power (CN)	6.25MW-205	6.25	205	ε 33,006		189			2022-03
Nordex Acciona (DE)	N175/6.X	6-6.22	175	24,053	85.7	259	HS-DFIG	2022-09	mid-2024	2025
Nordex Acciona (DE)	N163/6.X	6-6.5	163	20,867	80	311	HS-DFIG	2021-09	2022-05	2023-02	Delta4000 series; 15 in Zeebiestocht and Olsterwind, NL; 1.1GW ordered
GE Renewable (FR)	6.0-164 Cypress	6.3	164	ε 21,124		298	HS-DFIG	2020-11	mid-2021	2023	Prototype in Wieringermeer in summer 2021.
Enercon (DE)	E-175 EP5	6	175	ε 24,053	86	249	DD-EESG	2022-09	2023/4	2024
Dongfang (CN)	DEW-D5.5S-172	5.5-6	172	ε 23,235		258	DD-PMSG	2020-10	2021-04		Also the D6.0-164, but I can’t find any evidence
† HS-DFIG = high speed geared (usually 3 stages) with double fed asynchronous induction generator; MSH = medium speed geared hybrid drive with permanent magnet synchronous generator; 2S-MSH = 2 gear stages MSH; DD-PMSG = direct drive with permanent magnet synchronous generator; DD-EESG = direct drive with electrically excited synchronous generator. / ε Swept area estimated from rotor size. / * Probably HS-DFIG, because predecessor models (Sany SI-172625 and Envision EN-192) were HS-DFIG.

## Announcements
Manufacturer	Date	Announcement	MW	Rotor (m)	Goldwind	Shanghai Electric	Mingyang	Dongfang	CSSC Haizhuang	United Power	Envision	Windey	CRRC	Taiyuan Heavy Industry	Sinovel
Dongfang	2010-01-05	AMSC Windtec signs contract to develop 5MW turbine with Dongfang	5					2010-01-05
XEMC Darwind	2011-06-26	Installed XD115-5MW prototype in Wieringermeer, The Netherlands	5	115
Dongfang	2012-07-19	Announces plans to produce offshore 5.5MW turbine with AMSC Windtec	5.5					2012-07-19
CSIC Haizhuang	2012-07-26	Announced H127-5MW offshore high-speed geared prototype	5	127					2012-07-26
United Power	2012-09-25	UP6000-136 listed at wind-turbine-models.com	6	136						2012-09-25
United Power	2012-11-21	UP6000-136 prototype installed	6	136						2012-11-21
Dongfang	2013-06-01	5.5MW prototype connected to grid	5.5	140				2013-06-01
CSIC Haizhuang	2015-01-15	Announced start of production of the H151-5MW	5	151					2015-01-15
MingYang	2015-03-16	Two bladed 6.5 MW SCD prototype starts operation	6.5				2015-03-16
Envision	2017-10-17	EN-148/4.5MW announced	4.5	148							2017-10-17
Goldwind	2017-11-20	6S platform announced (GW154/6.7MW, GW164/6.45MW and GW171/6.45MW).	6.45	171	2017-11-20
Shanghai Electric (Sewind)	2018-03-03	SEwind licensed to make SGRE’s SG 8.0-167 DD turbine	8	167		2018-03-03
			6.5				2018-03-10
MingYang	2018-03-10	MySE7.0-158 listed at wind-turbine-models.com	7	158			2018-03-10
			6.45	171	2018-10-17
Goldwind	2018-10-17	GW168-8MW and GW184-6.45MW announced	8	184	2018-10-17
			7	158			2019-02-15
MingYang	2019-02	MySE7.25-158 prototype installed	7.25	158			2019-02-15
			5.5	140				2019-08-02
Dongfang	2019-08-02	Ready to install DEW-D10000-185 10MW prototype with 90 m blades	10	185				2019-08-02
Taiyuan Heavy Industry	< 2019-08-07	Announced a 8MW turbine (unclear if TZ8000/168 or TZ8000/182)	8	182										2019-08-07
Goldwind	2019-09-25	GW175-8.0MW announced	8	175
			5	151					2019-10-23
CSIC Haizhuang	2019-10-23	H210-10MW announced	10	210					2019-10-23
			7.25	158			2019-11-29
MingYang	2019-11-29	Announces a 8-10 MW turbine with over 190 m rotor	9	190			2019-11-29
CSSC Haizhuang	2019-12-06	Deal that mentions a 8MW and 10+MW turbine	10	210					2019-12-06
MingYang	2019-12-26	Produced first prototype nacelle of typhoon-resistant, semi-direct drive MySE8-10MW.	9
Dongfang	2020-03-30	DEW-D7000-186 prototype built	7	186
Shanghai Electric (Sewind)	2020-06-15	First install of SEwind’s 8MW-167—largest turbine in China.	8	167		2020-06-15
Dongfang	2020-06-25	First 10MW prototype shipped (185m rotor, 90 m blades)	10	185				2020-06-25
			9	190			2020-08-10
MingYang	2020-08-10	MySE 11-203 announced-“hybrid drive” with medium-speed geared and 99 m blades	11	203			2020-08-10
				167		2020-10-14
Shanghai Electric (SEwind)	2020-10-14	W6.5F-185 announced		185		2020-10-14
			4.5	148							2020-10-14
Envision	2020-10-14	EN-171/5.5MW announced	5.5	171							2020-10-14
MingYang	2021-01-19	First MySE8.3-180 installed	8.3	180
Envision	2021-05-19	First EN-161/5.2MW installed in offshore farm	5.2	161
Windey	2021-06-02	WD175-6250, WD195-6660 and WD195-7000 announced.	7	195								2021-06-02
CSSC Haizhuang	2021-07-16	First 10MW semi-direct drive gearbox manufactured	10	210					2021-07-16
			11	203			2021-08-20
Mingyang	2021-08-20	MySE 16.0-242 announced	16	242			2021-08-20
			7	195								2021-09-27
Windey	2021-09-27	Announced the WD225-9000	9	225								2021-09-27
			8	185		2021-10-15
Shanghai Electric (SEwind)	2021-10-15	DD-PMSG SEW11.0-208 announced	11	208		2021-10-15
			5.5	171							2021-10-18
Envision Energy	2021-10-18	EN-190/8.MW and EN-200/7.0MW announced	8	200							2021-10-18
			10	210					2021-10-18
CSSC Haizhuang	2021-10-18	H256-16MW announced	16	256					2021-10-18
Sany	2021-10-20	Announced a 7.2MW DFIG turbine (not sure if offshore or not)	7.2
			6	136						2021-10-20
United Power	2021-10-20	UP6500-185 and UP7000-195 announced	7	195						2021-10-20
			9	225								2021-10-20
Windey	2021-10-20	WD225-9000 and WD245-15000 announced	15	245								2021-10-20
			8	184	2021-11-02
Goldwind	2021-11-02	GWH 242-12MW announced with expected production in 2023.	12	242	2021-11-02
			10	185				2021-11-03
Dongfang	2021-11-03	Announced a 13MW turbine with 211 m rotor	13	211				2021-11-03
			7	195						2021-11-05
United Power	2021-11-05	United Power licensed to make SGRE’s SG 11.0-200 DD turbine	11	200						2021-11-05
Dongfang	2022-02-23	Production of 13MW nacelle starts for 211 m rotor	13	211				2022-02-23
			13	211				2022-07-19
Dongfang	2022-07-19	D16000-2XX-S announced with 16MW and 262 m rotor	16	262				2022-07-19
Mingyang	2022-09-01	Floating 16.6MW Nezzy2 with 2x8.3MW turbines	16.6
			16						2022-10-13
CSSC Haizhuang	2022-10-13	16.7 MW turbine announced, said to have a 256 m rotor	16.7						2022-10-13
			12	242	2022-10-18
Goldwind	2022-10-18	GWH 252-13.6MW prototype nacelle produced	13.6	252	2022-10-18
CRRC	2022-11-13	8-12 MW turbine with 225 m rotor announced	12	225									2022-11-21
				242			2022-11-21
MingYang	2022-11-21	Announces an order for its MySE 14-260 to be delivered in Q3 2023		260			2022-11-21
			13.6	252	2022-11-24
Goldwind	2022-11-24	Production of GWH 252-16MW’s prototype nacelle	16	252	2022-11-24
			16.7	256					2022-11-29
CSSC Haizhuang	2022-11-29	H260-18.0MW announced	18	260					2022-11-29
MingYang	2022-12-19	MySE 16-260 announced with longer blade	16	260			2022-12-19
			8	200							2023-01-09
Envision	2023-01-09	EN-252/14MW announced	14	252							2023-01-09
			18	260					2023-01-09
CSSC Haizhuang	2023-01-09	Working on a 25+MW turbine with a 300+ m rotor	25	300					2023-01-09
			16	260			2023-01-13
MingYang	2023-01-13	MySE 18.X-28X announced with 140 m blades and 290 m rotor	18	290			2023-01-13
			16	262				2023-01-26
Dongfang	2023-01-26	D17000-262-S’s blade awarded gold medal in Windpower Monthly	17	262				2023-01-26

CRRC			12	225									2024-01-01
Goldwind			16	252	2024-01-01
Shanghai Electric (SEwind)			11	208		2024-01-01
MingYang			18	290			2024-01-01
CSSC Haizhuang			25	300					2024-01-01
Dongfang			17	262				2024-01-01
Envision			14	252							2024-01-01
Guodian United Power			11	200						2024-01-01
Windey			15	245								2024-01-01
Rated capacity in announcements of Chinese offshore wind turbines
Amos Batto, license: CC BY 4.0
MW
Rotor diameter in announcements of Chinese offshore wind turbines
Amos Batto, license: CC BY 4.0
Meters

## Install_Stats
Installed wind energy capacity (MW)
Region	2011	2012	2013	2014	2015	2016	2017	2018	2019	2020	2021	%
China	46,355	61,597	76,731	96,819	131,048	148,517	164,374	184,665	209,582	282,113	328,973	39.88%
Rest of Asia	19,672	21,212	22,811	27,517	30,756	35,668	40,641	44,428	48,085	50,189	56,423	6.84%
Asia	66027	82,809	99,542	124,336	161,804	184,185	205,015	229,093	257,667	332,302	385,396	46.72%
Europe	94714	107,196	118,181	130,209	143,010	155,763	170,624	181,904	196,339	207,878	222,052	26.92%
N. America	51543	67,092	69,897	76,495	87,058	97,310	104,046	112,208	123,516	138,863	154,733	18.76%
C. America & Carib.	455	728	822	946	1,302	1,544	1,599	1,709	1,945	1,969	2,001	0.24%
S. America	1759	2,340	2,864	6,580	9,943	12,947	15,727	19,141	20,694	24,034	29,754	3.61%
Africa	995	1,128	1,742	2,399	3,320	3,826	4,579	5,472	5,529	6,485	7,334	0.89%
Rest of world	4,627	5,625	6,792	8,342	9,733	11,291	12,625	13,939	15,580	20,232	23,604	2.86%
World	220120	266,918	299,840	349,307	416,170	466,866	514,215	563,466	621,270	731,763	824,874	100.00%

Annual additions to wind energy capacity (MW)
Region	2011	2012	2013	2014	2015	2016	2017	2018	2019	2020	2021	% 2020	% 2021
China		15,242	15,134	20,088	34,229	17,469	15,857	20,291	24,917	72,531	46,860	65.64%	50.33%	2.91090420195048
Rest of Asia		0	1,599	4,706	3,239	4,912	4,973	3,787	3,657	2,104	6,234	1.90%	6.70%
Asia		16,782	16,733	24,794	37,468	22,381	20,830	24,078	28,574	74,635	53,094	67.55%	57.02%	2.76923076923077
Europe		12,482	10,985	12,028	12,801	12,753	14,861	11,280	14,435	11,539	14,174	10.44%	15.22%
N. America		15,549	2,805	6,598	10,563	10,252	6,736	8,162	11,308	15,347	15,870	13.89%	17.04%
C. America & Carib.		273	94	124	356	242	55	110	236	24	32	0.02%	0.03%
S. America		581	524	3,716	3,363	3,004	2,780	3,414	1,553	3,340	5,720	3.02%	6.14%
Africa		133	614	657	921	506	753	893	57	956	849	0.87%	0.91%
Rest of world		998	1,167	1,550	1,391	1,558	1,334	1,314	1,641	4,652	3,372	4.21%	3.62%
World		46,798	32,922	49,467	66,863	50,696	47,349	49,251	57,804	110,493	93,111	100.00%	100.00%
					46251

Installed offshore wind energy capacity (MW)
Region	2011	2012	2013	2014	2015	2016	2017	2018	2019	2020	2021	%
China	258	390	417	440	559	1,480	2,788	4,588	5,930	8,990	26,390	47.40%
Rest of Asia	26	30	71	76	163	200	218	245	365	428	1,432	2.57%
Asia	284	420	488	516	722	1,680	3,006	4,833	6,295	9,418	27,822	49.97%
Europe	3,554	5,013	6,684	7,976	10,996	12,633	15,802	18,763	22,058	24,915	27,814	49.96%
N. America		0	0	0	0	30	30	30	30	30	42	0.08%
World	3,837	5,334	7,171	8,492	11,717	14,342	18,837	23,626	28,382	34,362	55,678	100.00%

Annual additions to offshore wind energy capacity (MW)
Region	2011	2012	2013	2014	2015	2016	2017	2018	2019	2020	2021	% 2020	% 2021
China		132	27	23	119	921	1,308	1,800	1,342	3,060	17,400	51.17%	81.63%
Rest of Asia		4	41	5	87	37	18	27	120	63	1,004	1.05%	4.71%	1.05%	4.71%
Asia		136	68	28	206	958	1,326	1,827	1,462	3,123	18,404	52.22%	86.34%
Europe		1,459	1,671	1,292	3,020	1,637	3,169	2,961	3,295	2,857	2,899	47.78%	13.60%
N. America		0	0	0	0	30	0	0	0	0	12	0.00%	0.06%
World		1,497	1,837	1,321	3,225	2,625	4,495	4,789	4,756	5,980	21,316	100.00%	100.00%

	2006	2007	2008	2009	2010	2011	2012	2013	2014	2015	2016	2017	2018	2019	2020	2021
China onshore on-grid	2070	4198.5	8386.228	17597.908	29475.478	46020	61132.343	76103	96130	130191	146694.2	161216.087	179675.727	203220	272660	302090
China onshore off-grid					58	124.6	173.53	210.53	249.13	297.73	342.69	370.39	401.15	431.91	462.67	493.43
China offshore		1.5	1.5	1.5	100	210	291	417	440	559	1480	2788	4588	5930	8990	26390
China total	2070	4200	8387.728	17599.408	29633.478	46354.6	61596.873	76730.53	96819.13	131047.73	148516.89	164374.477	184664.877	209581.91	282112.67	328973.43

Wind generation (GWh)
Region	2011	2012	2013	2014	2015	2016	2017	2018	2019	2020	2021
China		103,013	138,558	160,206	185,965	242,388	305,015	366,452	406,560	467,037
Rest of Asia		30,541	33,540	36,501	42,836	48,963	63,131	73,555	85,524	88,787
Asia		133,554	172,098	196,707	228,801	291,351	368,146	440,007	492,084	555,824
Europe		209,250	240,516	258,133	307,629	307,641	367,186	383,631	441,360	488,412
N. America		156,922	191,991	212,856	228,701	270,779	299,380	322,106	347,584	397,157
C. America & Carib.		1,728	2,282	3,091	4,225	4,400	4,421	5,835	6,136	5,672
S. America		6,512	8,494	15,515	27,274	40,810	51,691	59,971	72,599	79,601
Africa		2,815	3,498	4,475	5,455	7,004	7,151	7,844	9,703	10,557
Rest of world		15,205	17,840	21,279	25,957	30,829	33,713	38,964	43,821	51,363
World		525,986	636,719	712,056	828,042	952,814	1,131,688	1,258,358	1,413,287	1,588,586

Offshore wind generation (GWh)
Region	2011	2012	2013	2014	2015	2016	2017	2018	2019	2020	2021
China		487	754	729	794	2417	5177	9112	11512	14889
Rest of Asia		56	119	131	245	327	348	347	1152	1302
Asia		543	873	860	1039	2744	5525	9459	12664	16191
Europe		14035	19666	23821	35174	38738	51026	58473	72102	83776
N. America				0	0	102	102	102	102	147
World		14578	20539	24682	36214	41584	56652	68034	84868	100114

Capacity factor of wind energy
Region	2011	2012	2013	2014	2015	2016	2017	2018	2019	2020	2021
China		19.09%	20.61%	18.89%	16.20%	18.63%	21.18%	22.65%	22.14%	18.90%
Rest of Asia		16.44%	16.78%	15.14%	15.90%	15.67%	17.73%	18.90%	20.30%	20.19%
Asia		18.41%	19.74%	18.06%	16.14%	18.06%	20.50%	21.93%	21.80%	19.09%
Europe		22.28%	23.23%	22.63%	24.56%	22.55%	24.57%	24.08%	25.66%	26.82%
N. America		26.70%	31.36%	31.76%	29.99%	31.77%	32.85%	32.77%	32.12%	32.65%
C. America & Carib.		27.10%	31.69%	37.30%	37.04%	32.53%	31.56%	38.98%	36.01%	32.88%
S. America		31.77%	33.86%	26.92%	31.31%	35.98%	37.52%	35.77%	40.05%	37.81%
Africa		28.49%	22.92%	21.29%	18.76%	20.90%	17.83%	16.36%	20.03%	18.58%
Rest of world		30.86%	29.98%	29.12%	30.44%	31.17%	30.48%	31.91%	32.11%	28.98%
World		22.50%	24.24%	23.27%	22.71%	23.30%	25.12%	25.49%	25.97%	24.78%

Capacity factor of offshore wind energy
Region	2011	2012	2013	2014	2015	2016	2017	2018	2019	2020	2021
China		14.25%	20.64%	18.91%	16.21%	18.64%	21.20%	22.67%	22.16%	18.91%
Rest of Asia		21.31%	19.13%	19.68%	17.16%	18.66%	18.22%	16.17%	36.03%	34.73%
Asia		14.76%	20.42%	19.03%	16.43%	18.65%	20.98%	22.34%	22.97%	19.63%
Europe		31.96%	33.59%	34.09%	36.52%	35.00%	36.86%	35.58%	37.31%	38.38%
N. America					38.81%	38.81%	38.81%	38.81%	55.94%
World		31.20%	32.70%	33.18%	35.28%	33.10%	34.33%	32.87%	34.13%	33.26%

Capacity factor of onshore wind energy
Region	2011	2012	2013	2014	2015	2016	2017	2018	2019	2020	2021
China		19.12%	20.61%	18.89%	16.20%	18.63%	21.18%	22.65%	22.14%	18.90%
Rest of Asia		16.43%	16.78%	15.13%	15.89%	15.65%	17.73%	18.91%	20.18%	20.07%
Asia		18.43%	19.73%	18.06%	16.14%	18.05%	20.49%	21.92%	21.77%	19.08%
Europe		21.81%	22.61%	21.88%	23.56%	21.45%	23.31%	22.75%	24.19%	25.25%
N. America		26.70%	31.36%	31.76%	29.99%	31.76%	32.85%	32.77%	32.12%	32.64%
Africa		28.49%	22.92%	21.29%	18.76%	20.90%	17.83%	16.36%	20.03%	18.58%
World		22.32%	24.03%	23.02%	22.35%	22.99%	24.77%	25.17%	25.58%	24.36%

GWEC offshore market share in 2021
Manufacturer	%	MW	Tech
SEWind	21.63%	4203.57	DDPMSG
Mingyang	19.46%	3781.86	MSPMSG
Goldwind	13.30%	2584.72	DDPMSG
Vestas	12.19%	2369.00	MSPMSG
Siemens Gamesa	11.40%	2215.48	DDPMSG
CSSC Haizhuang	10.28%	1997.82	MSPMSG
Dongfang	5.51%	1070.81	DDPMSG
Envision	5.02%	975.59	HSDFIG
Harbin Electric (XEMC)	0.64%	124.38	DDPMSG
Hitachi	0.56%	108.83	MSPMSG
Total (MW)	19434
DDPMSG	52.48%
MSPMSG	42.49%
HSDFIG	5.02%
Source: https://gwec.net/wind-turbine-suppliers-see-record-year-for-deliveries-despite-supply-chain-and-market-pressures/
Installed global wind energy capacity
Source: International Renewable Energy Agency (IRENA)
Megawatts
Annual additions to global wind energy capacity
Source: International Renewable Energy Agency (IRENA)
Megawatts
Annual additions to global installed offshore wind capacity
Source: International Renewable Energy Agency (IRENA)
Megawatts
Capacity factor of onshore wind energy
Source: Amos Batto with data from IRENA

## 2022_Building
Offshore wind farms installed in H1 2022
#	Wind Farm	MW	Units	MW/unit	Rotor (m)	Manufacturer	Turbine	Country	Notes
1	CSSC Fuyao demo (floating)	6	1	6.2			-	CN
2	Yeonggwang Baeksu	8	1	8	205	Doosan	DS205-8MW	SK
3	Taranto	30	10	3	135	MingYang	MySE 3.0-135	IT
4	Pingtan Strait Gongtie Bridge Lighting Project	34	5	6.7	154	Goldwind	GW154-6.7MW	CN
5	Pudong New District Donghai Bridge Project	46	7	6.5	185	Shanghai Electric	W6.5F-185	CN
6	Tra Vinh V1-1	48	12	4	155	Goldwind	GW155-4.5MW	VT
7	Tra Vinh V1-2	48	12	4	155	Goldwind	GW155-4.5MW	VT
8	Tra Vinh V1-3	48	12	4	155	Goldwind	GW155-4.5MW	VT
9	Jiangjiasha	50	15	3.3	155	Goldwind	GW155-3.3MW	CN
10	Tan Thuan	75	18	4.2	145	Siemens Gamesa	SG 5.0-145	VT
11	Hiep Thanh	78	18	4.3	145	Siemens Gamesa	SG 5.0-145	VT
12	Zhuhai Guishan Hai Demonstration 2	83	12	7	185.0	Dongfang / MingYang	8x DEW-D7000-186, MySE6.45-180	CN	Assuming 10x DEW-D7000-186 and 2x MySE6.45-180, which would be 82.9MW
13	CSIC Jiangsu Rudong H3-2	100	20	5	151	CSSC Haizhuang	H151-5MW	CN
14	Huadian Yuhuan 1 South	146	20	7	186	Dongfang	DEW-D7000-186	CN
15	Huadian Yuhuan 1 North	154	22	7	186	Dongfang	DEW-D7000-186	CN
16	Fujian Pingtan Datang Changjiangao	185	37	5	133	MingYang	MySE5.0-133	CN
17	Rudong H15	200	40	4	171	CSSC Haizhuang	H171-5.0MW	CN
18	Changle Area C 1	200	20	10	185	Dongfang	DEW-D10000-185	CN
19	Longyuan Putian Nanri Island I 1	204	51	4	130	Shanghai Electric	SWT-4.0-130	CN
20	Xinliao	206	32	6.45	180	MingYang	MySE6.45-180	CN
21	Dafeng H5	206	32	6.45	184	Goldwind	GW184-6.45MW	CN
22	CGN Pingtan Island	240	60	4	130	Shanghai Electric	SWT-4.0-130	CN
23	Guodian Xiangshan 1 1	254	41	6.2	171	CSSC Haizhuang	H171-6.2MWCN	CN
24	Fuqing Xinghua Bay 2	288.3	46	6.27	161.2	Goldwind / Dongfang	31x GW154-6.7MW, 2x GW175-8.0MW, 12x DEW-D-186, 1x DEW-D10000-185	CN	288.7	46
25	Mingyang Yangjiang Shapa	300	46	6.45	180	MingYang	MySE6.45-180	CN
26	Zhanjiang Xuwen-South	300	47	6.45	171	Goldwind	GW171-6.45MW	CN
27	Yuedian Yangjiang Shapa	300	47	6.45	180	MingYang	MySE6.45-180	CN
28	Zhejiang Jiaxing 2	300	50	6	154	Shanghai Electric	SWT-6.0-154	CN
29	Rudong H5	300	75	4	146	Shanghai Electric	SWT-4.0-146	CN
30	Dafeng H6	300	47	6.45	184	Goldwind	GW184-6.45MW	CN
31	Longyuan Jiangsu Dafeng H4	302	47	6.45	184	Goldwind	GW184-6.45MW	CN
32	SPIC Rudong H7	400	100	4	146	Shanghai Electric	SWT-4.0-146	CN
33	Hornsea 2	1320	165	8.4	167	Siemens Gamesa	SG 8.0-167 DD	UK
	Total or weighted average	6759.3	1168	5.79	161.51

Offshore wind farms installed in H1 2022
#	Turbine Manufacturer	MW	% MW
1	Goldwind	1559.7	23.1%
2	Shanghai Electric	1490	22.0%
3	Siemens Gamesa	1473	21.8%
4	MingYang	1033.9	15.3%
5	Dongfang	629	9.3%
6	CSSC Haizhuang	554	8.2%
7	Doosan	8	0.1%
#	Country	MW	% MW
1	China	5104.3	75.5%					CN
2	United Kingdom	1320	19.5%					UK
3	Vietnam	297	4.4%					VT
4	Italy	30	0.4%					IT
5	South Korea	8	0.1%					SK
	Total	6759.3	100%
Source: World Forum Offshore Wind (2022) Global Offshore Wind Report HY 1 2022

Offshore wind farms under construction as of July 2022
#	Wind Farm	MW	Units	MW/unit	Rotor (m)	Manufacturer	Turbine	Country
1	PivotBuoy PLOCAN (floating)	0.2	1	0.2	29	Vestas	V29	ES
2	DemoSATH (floating)	2	1	2			–	ES
3	Akita Port	56	13	4.2	117	Vestas	V117-4.2 MW	JP
4	Ben Tre	80	19	4.5	155	Goldwind	GW155-4.5MW	VT
5	Noshiro Port	84	20	4.2	117	Vestas	V117-4.2 MW	JP
6	Hywind Tampen (floating)	88	11	8	167	Siemens Gamesa	SG 8.0-167 DD	NO
7	Rudong H13	150	30	5	171	CSSC Haizhuang	H171-5.0MW	CN
8	Longyuan Putian Nanri Island I 2	180	45	4	130	Shanghai Electric	SWT-4.0-130	CN
9	CGN Huizhou I2	250	40	6.5	180	MingYang	MySE6.45-180	CN
10	Arcadis Ost 1	257	27	9.5	174	Vestas	V174-9.5 MW	DE
11	Changle Area A	300	36	10	179.41	Dongfang / Goldwind	15x DEW-D10000-185, 19x GW175-8.0MW	CN	Assuming 50% Dongfang and 50% Goldwind, but that’s 34 turbines instead of 36
12	Changle Area C 2	300	37	10	187.67	Dongfang / Shanghai Electric	20x DEW-D10000-185, 10x SG 10.0-193 DD	CN	News
13	Mingyang Yangjiang Shapa	300	46	6.5	180	MingYang	MySE6.45-180	CN
14	Fujian Putian City Flat Bay Three Zone C	308	44	7	154	Shanghai Electric	SWT-7.0-154	CN
15	Kaskasi	342	38	9	167	Siemens Gamesa	SG 8.0-167 DD	DE
16	Formosa 2	376	47	8	167	Siemens Gamesa	SG 8.0-167 DD	TW
17	CGN Shanwei Jiazi II	403	62	6.5	180	MingYang	MySE6.45-180	CN
18	Neart na Gaoithe	450	54	8.4	167	Siemens Gamesa	SG 8.0-167 DD	UK
19	Saint-Nazaire	480	80	6	160	GE	Haliade 160-6MW	FR
20	Saint-Brieuc	496	62	8	167	Siemens Gamesa	SG 8.0-167 DD	FR
21	Fécamp	497	71	7	154	Siemens Gamesa	SWT-7.0-154	FR
22	Guodian Xiangshan 1 2	500	41	12			-	CN
23	CGN Shanwei Jiazi I	503	78	6.5	180	MingYang	MySE6.45-180	CN
24	Changfang and Xidao	589	62	9.5	174	Vestas	V174-9.5 MW	TW
25	Yunlin	640	80	8	167	Siemens Gamesa	SG 8.0-167 DD	TW
26	Hollandse Kust Noord	759	69	11	200	Siemens Gamesa	SG 11.0-200 DD	NL
27	Greater Changhua 1 & 2a	900	111	8	167	Siemens Gamesa	SG 8.0-167 DD	TW
28	Seagreen	1140	114	10	164	Vestas	V164-10 MW	UK
29	Hollandse Kust Zuid	1500	140	11	200	Siemens Gamesa	SG 11.0-200 DD	NL
	Total	11930.2	1479	8.07	166.12

Offshore wind farms under construction in July 2022
#	Turbine Manufacturer	MW	% MW
1	Siemens Gamesa	6048	50.7%
2	Vestas	2126.2	17.8%
3	MingYang	1456	12.2%
4	Shanghai Electric	588	4.9%
5	GE	480	4.0%
6	Dongfang	350	2.9%
7	Goldwind	230	1.9%
8	CSSC Haizhuang	150	1.3%
#	Country	MW	% MW
1	China	3194	47.3%					CN
2	Taiwan	2505	37.1%					TW
3	Netherlands	2259	33.4%					NL
4	United Kingdom	1590	23.5%					UK
5	France	1473	21.8%					FR
6	Germany	599	8.9%					DE
7	Japan	140	2.1%					JP
8	Norway	88	1.3%					NO
9	Vietnam	80	1.2%					VT
10	Spain	2.2	0.03%					ES
	Total	11930.2	100%
Source: World Forum Offshore Wind (2022) Global Offshore Wind Report HY 1 2022

Source: World Forum Offshore Wind (2022) Global Offshore Wind Report HY 1 2022, https://wfo-global.org/wp-content/uploads/2022/09/WFO_Global-Offshore-Wind-Report-HY1-2022.pdf

## Market_Share
Market share of wind turbine manufacturers (by installed capacity)
	Global Total				Global Offshore			China in 2021		China 2021 (GW)					Wood Mackenzie
Manufacturer	2018	2019	2020	2021	2019	2020	2021	Total	Offshore	Total	Offshore	2020 GW (BNEF offshore)	2021 (BNEF)	2021 # countries		2019	2020		2017
Vestas (DK)	20.3%	18.04%	16.0%	17.7%		14.98%	12.19%	0.99%		0.552		0.24	15.20	37		17.7%	14.8%
Goldwind (CN)	13.8%	13.18%	13.8%	11.8%	9.37%	4.80%	13.30%	20.40%	16.51%	11.38	2.39	0.310000000000001	12.04	7		12.4%	12.8%
Siemens Gamesa (ES)	12.3%	15.71%	8.8%	9.7%	39.77%	23.55%	11.40%	1.01%		0.561		1.91	8.64	32		14.9%	8.1%
Envision (CN)	8.4%	8.57%	9.4%	8.65%	9.53%	10.52%	5.02%	14.00%	6.74%	7.81	0.976	0.869999999999999	8.46	3		9.3%	10.0%
GE Renewable (FR)	10.0%	11.62%	12.5%	8.55%	4.28%			0.20%		0.112		0	8.30	22		14.0%	11.7%
Mingyang (CN)	5.2%	5.72%	5.6%	6.8%	7.29%	14.78%	19.46%	13.50%	26.11%	7.53	3.781	0.88	7.53			6.8%	5.2%
Windey (CN)	1.7%	2.54%	3.7%	6.7%				13.70%		7.64			7.71			2.5%	4.1%
Nordex Acciona (DE)	5.0%	4.91%	5.5%	6.3%					6.80			3.8%	4.8%
SEWind (CN)	2.3%	1.99%	4.7%	5.5%	10.04%	21.50%	21.63%	9.29%	29.03%	5.18	4.204	1.55	5.34			2.1%	5.1%
CSSC Haizhuang (CN)	1.6%	1.75%	3.0%	3.4%	2.33%	5.06%	10.28%	5.86%	13.79%	3.27	1.997					1.8%	3.8%
Dongfang (DN)	*	2.11%	3.2%	3.2%		0.92%	5.51%	5.93%	6.97%	3.31	1.009		3.37			2.0%	3.9%
CRRC (CN)	*	*	3.6%	3.2%				5.38%		3					1.3%	4.0%
SANY (CN)	*	*	3.1%	3.1%				5.83%		3.25					0.5%	3.7%
Enercon (DE)	5.5%	2.99%	2.2%	2.4%					2.4%	2.0%
United Power (CN)	2.5%	1.66%	2.0%	1.2%				2.72%		1.52					1.1%	2.0%
Suzlon (IN)	1.8%	*	*	*
Senvion (DE)	1.8%	1.69%	*		1.57%	1.55%
Harbin Electric (CN)	1.1%	*	*	*	0.12%	1.41%	0.64%		0.86%		0.124
MHI Vestas† (JP/DK)	*	1.60%			15.70%
Doosan (KR)	*	*	*	*		0.92%
Hitachi‡ (JP)	*	*	*	*			0.56%
Others	6.8%	5.92%	4.0%	1.9%	0.1%	0%	0%	1.17%	0%	0.655			15.8			7.4%	4.0%
Total (GW)	50.617	63.076	98.674	104.704	6.4	6.517	19.434	55.78	14.48	55.78	14.48	6.5	99.2			65	103		52.573
# turbines	20641	22893	34119	29234
Avg. MW / turbine	2.45	2.76	2.89	3.58		5.8
# suppliers	37	33	35	30	11	11	10	17	7					0.466666666666667			44
* Share included in “Others”. / † MHI Vestas’s share is included in Vestas after 2019, since Vestas bought Mitsubishi Heavy Industry’s share of MHI Vestas in Oct. 2020. / ‡ Hitachi announced that it was leaving the turbine business in Jan. 2019, but only finished its last turbine installation in Jun. 2021.
Sources: GWEC (2018, 2019, 2020, 2021), CWEA (2021)
Also see: Wood Mackenzie (2020), BloombergNEF (2020, 2021, 2021 China)					2.20%

		19 Chinese suppliers			18 suppliers from Asia Pacific and 9 from Europe

	7350
	8.98666666666667

Global wind turbine suppliers
Manufacturer	2009	2012	2013	2015 onshore		2016 onshore		2020				Cumulative 2020		2020 excluding China
	%	%	%	GW	%	GW	%	turbines	MW	%	Countries	MW	%	%
Vestas	19%	14.0%	13.1%	7.3	12.6%	8.7	16.5%	4835	15761	15.97%	32	133930	17.47%	32.45%
GE Energy	18%	15.5%	6.6%	5.9	10.2%	6.5	12.3%	4419	12345	12.51%	21	89159	11.63%	27.38%
Alstom Ecotecnia	1%					m		m
Siemens→SGRE		9.5%	7.4%	3.1	5.3%	2.1	3.9%	2430	8721	8.84%	31	109062	14.22%	16.46%
Gamesa	11%	6.1%	5.5%	3.1	5.3%	3.7	7.0%		m		m
Enercon	9%	8.2%	9.8%	3	5.2%	3.5	6.6%	730	2190	2.22%	26	54477	7.10%	5.31%
Goldwind	4%	6.0%	11.0%	7.8	13.5%	6.4	12.1%	5362	13620	13.80%	8	72498	9.45%
MingYang		2.7%	3.5%	2.7	4.7%	1.96	3.7%	1635	5509	5.58%	1	26340	3.44%
United Power		4.7%	4.0%	2.8	4.8%	2.2	4.2%	922	2015	2.04%	1	22214	2.90%
Envision				2.7	4.7%	1.94	3.7%	3325	9314	9.44%	4	31035	4.05%
Nordex→Nordex Acciona	4%		3.3%			2.7	5.0%	1492	5463	5.54%	23	35537	4.63%	13.24%
Acciona Energy	4%					m		m
SEWind					1563	4607	4.67%	1	17127	2.23%
Windey	1%					1463	3658	3.71%	1		*
CRRC					1344	3508	3.56%	1		*
Dongfang					1136	3101	3.14%	1	17608	2.30%
SANY					1169	3033	3.07%	1		*
CSSC Haizhuang					1167	2950	2.99%	1	13243	1.73%
Suzlon	7%	7.4%	5.3%					*			17957	2.34%
REpower→Senvion	3%					x			19461	2.54%
Sinovel	5%	3.2%					*		1	16770	2.19%
Clipper	2%					x		x		*
Mitsubishi	2%					*		1		*
WindFlow	1%					x		x		*
Fuhrländer	1%					x		x		*
Others	0.3%	22.6%	30.5%					2878	2.92%		90371	11.79%	5.16%
Total (GW)		48.4					98674	100.00%		766789	100.00%
Source	Green Rhino Energy	REN21	Navigant	BNEF		BNEF		GWEC
m=merged or bought by above company, x=no longer exists, * included in “Others”
Others in 2020 included: eno Energy, Vensys, Leitwind, EWT, Suzlon, Inox, Hitachi, Unison, Doosan, Hyundai, MAPNA. (WEG didn’t install in 2020)

Offshore wind turbine suppliers
	2016		Cumulative 2020
	MW	%	MW	%
SEWind	489	58.8%	4,261	11.85%
Siemens Gamesa	152	18.3%	16,801	46.73%
Vestas			5,846	16.26%
Goldwind	57	6.9%	1,693	4.71%
Envision	50	6.0%	2,085	5.80%
Mingyang			1,568	4.36%
XEMC	40	4.8%		*
GE	30	3.6%	424	1.18%
Doosan	9	1.1%		*
CSIC Haizhuang	5	0.6%	626	1.74%
Senvion			1,456	4.05%
BARD			406	1.13%
Others			795	2.21%
Total	832	100.0%	35954	100.0%
Source	BNEF		GWEC

Wind turbine market share in China (BNEF)
Manufacturer	2017		2018		2019
	GW	%	GW	%	GW	%
Goldwind	5.3	29.00%	6.7	31.90%	8.01	27.70%
Envision	2.8	15.00%	3.7	17.60%	5.42	18.80%
MySE	1.1	6.00%	2.5	11.90%	4.5	15.60%
Windey	0.7	4.00%	0.9	4.30%	2.06	7.10%
Shanghai Electric	1.1	6.00%	1.1	5.20%	1.71	5.90%
CSSC Haizhuang	0.8	5.00%	0.8	3.80%	1.46	5.10%
Dongfang Electric	0.8	5.00%	0.7	3.30%	1.42	4.90%
United Power	1.2	7.00%	1.3	6.20%	1.08	3.70%
XEMC	0.7	4.00%	0.7	3.30%	0.77	2.70%
CRRC					0.65	2.20%
Vestas			0.584	2.80%
Huachuang	10th

Source: https://energyiceberg.com/china-wind-oems-2019/

Wind turbine market share in China in 10MW increments (CWEA)					Market share percentage					Cumulative (10MW units)
Manufacturer		<=2003	2004	2005	2006	2007	2008	2009	2010	2011	2012	2013	2014	2015	2016	2017	2018	2019	2020	2021	2022	2022 cum		<=2003	2004	2005	2006	2007	2008	2009	2010	2011	2012	2013	2014	2015	2016	2017	2018	2019	2020	2021	2022	2021 cum		2009	2010	2014 #	2014	2015	2016	2017	2018	2020	2021	2022	% 2022
Xinjiang Goldwind	金风科技	5.3	4.0	13.2450	44.5	82.9	113.2	271.9	373.5	360.00	252.15	375.025	443.4	775	634.3	523	670.72	801.4	1128	1138	1136	9,146		11.53%	20.1%	26.4%	33.3%	25.1%	18.12%	19.7%	19.73%	20.42%	19.46%	23.31%	19.12%	25.20%	27.14%	26.60%	31.73%	29.92%	20.72%	20.35%	22.80%	26.38%	1.00%	535.105	907.885	17270	2338.46				4941	6970	8109	9,245	23.83%
Guodian United Power	联合动力					77.3	164.3	284.70	202.90	148.75	258.25	306	190.8	131	124.35	104.6	201	126	92	2,412					5.6%	8.68%	16.15%	15.66%	9.25%	11.13%	9.95%	8.16%	6.66%	5.88%	3.91%	3.69%	2.25%	1.85%	6.96%		79.2	243.5	7325	1138.1				1890	2197	2322	2,414	6.22%
Envision Energy	远景能源					25.05	34.80	54.40	112.81	196.26	251	200.3	304	418.05	513.8	913	815	782	4,620					1.32%	1.97%	4.20%	7.01%	8.46%	8.16%	8.57%	15.46%	19.78%	19.18%	16.77%	14.57%	15.69%	13.33%	2.00%		40.05	2474	438.32				1611	3038	3853	4,635	11.95%
Mingyang Smart Energy	明阳智能					17.4	74.5	105.0	117.75	113.35	128.6	205.8	251	195.9	246	262.36	361.1	551	693	621	3,944					0.0%	2.79%	5.4%	5.55%	6.68%	8.75%	7.99%	8.87%	8.16%	8.38%	12.51%	12.41%	13.48%	10.12%	12.39%	12.46%	11.37%	3.00%	89.55	194.55	4830	760.05				1715	2627	3320	3,941	10.16%
CSIC→CSSC Haizhuang	重庆海装→中国海装					38.315	39.60	39.95	78.67	114.4	209	182.7	116	81.3	110.5	295	353	336	1,994					2.02%	2.25%	3.08%	4.89%	4.93%	6.80%	7.82%	5.90%	3.85%	4.13%	5.42%	6.31%	6.74%	5.75%	6.00%		47.925	1095	206.145				909	1315	1668	2,004	5.16%
Shanghai Electric Wind	电气风电 / 上海电气风					2.3	17.9	27.6	59.785	70.81	82.20	101.4	173.56	193	172.7	112	114.13	125.7	461	555	325	2,594					0.7%	2.86%	2.0%	3.16%	4.02%	6.34%	6.30%	7.48%	6.28%	7.39%	5.70%	5.40%	4.69%	8.47%	9.92%	6.52%	7.48%	4.00%	47.55	107.335	2947	540.495				1131	1718	2273	2,598	6.70%
Xiangdian (XEMC)→Harbin Electric	湘电风能→哈电风能					0.7	12.0	45.6	50.7	71.25	89.30	105.2	178.1	151	123.6	93	55.1	68.7	68	68	23	1,203					0.2%	1.92%	3.3%	2.68%	4.04%	6.89%	6.54%	7.68%	4.91%	5.29%	4.73%	2.61%	2.56%	1.25%	1.22%	0.46%	3.47%		58.2	108.9	2760	552.75				975	1113	1180	1,203	3.10%
Dongfang Electric	东方电气			0.6000	0.9	22.1	105.3	202.9	262.35	94.60	46.65	57.35	129.8	139	122.7	90	37.5	130.8	310	313	184	2,250				1.2%	0.7%	6.7%	16.86%	14.7%	13.86%	5.37%	3.60%	3.56%	5.60%	4.52%	5.25%	4.58%	1.77%	4.88%	5.70%	5.60%	3.69%	6.49%	5.00%	332.85	595.2	5974	923.6				1307	1747	2060	2,244	5.78%
Zhejiang Windey	运达股份 / 浙江运达	0.0	0.5	0.7250	2.0	6.6	23.3	26.2	12.9	37.50	36.45	53.875	89.8	126	72.4	83	84.69	159.9	365	677	610	2,468		0.10%	2.5%	1.4%	1.5%	2.0%	3.73%	1.9%	0.68%	2.13%	2.81%	3.35%	3.87%	4.10%	3.10%	4.22%	4.01%	5.97%	6.71%	12.11%	12.24%	7.12%		59.4	72.3	2280	289.925				656	1180	1857	2,467	6.36%
SANY Heavy Energy	三一重能					10.6	17.95	27.50	21.95	49.45	95	55.9	42	25.4	70.4	303	321	452	1,492					0.56%	1.02%	2.12%	1.36%	2.13%	3.09%	2.39%	2.14%	1.20%	2.63%	5.57%	5.74%	9.07%	4.30%				766	131.2				349	723	1044	1,496	3.86%
Canada Huachuang Wind Energy	华创风能					48.6	62.55	26.31	47.4	70.5	61	71.5	73	14.2					475					2.57%	3.55%	2.03%	2.95%	3.04%	1.98%	3.06%	3.71%	0.67%					1.37%			682.5	1831	275.01				495				0.00%
Vestas Wind Systems		4.1	0.4	7.3	31.6	37.0	60.0	60.7	89.21	66.19	41.44	50.77	26.2	28	51	39	54.0	25.1	112	67	5.25	856		8.91%	2.2%	14.6%	23.6%	11.2%	9.60%	4.4%	4.71%	3.75%	3.20%	3.16%	1.13%	0.91%	2.18%	1.98%	2.55%	0.94%	2.06%	1.20%	0.11%	2.47%		201.15	290.36	3589	474.96				648	784	851	856	2.21%
CSR→CRRC Wind Power	南车风电→中车风电					33.495	45.12	38.58	34.345	61.0	90	46.4	41	29.95	91	349	329	374	1,563					1.77%	2.56%	2.98%	2.13%	2.63%	2.93%	1.99%	2.09%	1.42%	3.40%	6.41%	5.88%	7.51%	4.51%			46.53	1364	225.575				432	872	1201	1,575	4.06%
GE Renewable Energy		0.5	1.7	9.3	17.0	21.1	14.4	31.7	21.0	40.85	6.00	17.44	5.92	11	20.5	16	15.83	21	103	9	2.25	385		1.10%	8.4%	18.5%	12.7%	6.4%	2.30%	2.3%	1.11%	2.32%	0.46%	1.08%	0.26%	0.36%	0.88%	0.81%	0.75%	0.78%	1.89%	0.16%	0.05%	1.11%		95.7	116.7	1228	186.91				251	374	383	385	0.99%
Xu Ji Wind Power	许继风电					16.60	17.20	21.6	17.4	38	22	18	12	23.9	41	35	10	273					0.94%	1.33%	1.34%	0.75%	1.24%	0.94%	0.92%	0.57%	0.89%	0.75%	0.63%	0.20%	0.79%				572	114.4				166	231	266	276	0.71%
Gamesa→SGRE		2.2	7.1	17.9	21.3	56.2	50.6	27.6	59.555	36.16	49.32	25.675	6.17	43	49.8	11	27.69	41.5	39	57		629		4.70%	36.2%	35.7%	15.9%	17.0%	8.10%	2.0%	3.15%	2.05%	3.81%	1.60%	0.27%	1.40%	2.13%	0.56%	1.31%	1.55%	0.72%	1.02%		1.81%		182.875	242.43	3412	359.755				492	573	630		1.62%
Taiyuan Heavy Industry	太原重工					29.3	30.9	51	5	7	5		30			158					1.82%	1.33%	1.66%	0.21%	0.36%	0.24%		0.55%			0.46%					0.00%
Huayi Wind Power	华仪风能					16.164	15.10	11.40	31.41	46.6	51	17.7	10	22.78	26.8	23	5		277					0.85%	0.86%	0.88%	1.95%	2.01%	1.66%	0.76%	0.51%	1.08%	1.00%	0.42%	0.09%		0.80%			29.508	976	134.018				236	285	290	290	0.75%
Sinovel Wind Power	华锐风电				7.5	68.1	140.2	349.2	438.6	293.90	120.30	89.6	72.9	44	23.4		14.2	24	23	32	30	1,771					5.6%	20.6%	22.45%	25.3%	23.17%	16.67%	9.28%	5.57%	3.14%	1.43%	1.00%		0.67%	0.90%	0.42%	0.57%	0.60%	5.11%		565.2	1003.8	10035	1580.5				1652	1677	1709	1,739	4.48%
Nanjing Wind Power	南京风电					22			22					0.40%			0.06%
Shandong Swiss Electric	瑞其能					5.2				5			10					0.22%				0.09%			0.03%
Suzlon Energy					1.2	20.5	13.1	29.0	19.985	9.62					93					0.9%	6.2%	2.1%	2.1%	1.06%	0.55%					0.27%		60.525	80.51	649	90.13
Ningxia Silver Star	宁夏银星					15.4	22.10			2.1	9	1					50					0.81%	1.25%			0.09%	0.29%	0.04%					0.14%			25.2
Shandong Changxing Wind Power	长星风电					10					10					0.53%					0.03%
Jingcheng New Energy	京城新能源					35.1	62	30.7	5					133					1.51%	2.02%	1.31%	0.25%					0.38%					168
Jiuhe Energy	久和能源					14.6	23.79	40	30.1	2					110					0.91%	1.03%	1.30%	1.29%	0.10%					0.32%
Tandi Wind Energy	天地风能					10	6.6					17					0.33%	0.28%					0.05%
Aerospace Wanyuan	航天万源					15.0					70.05	35	5	5	14.6					145					2.40%					3.02%	1.14%	0.21%	0.25%	0.69%					0.42%			24.9	746	124.52				185				0.48%
Xinyu (New United) Heavy Industry	新誉重工					7.4					3.0	2					12					1.18%					0.13%	0.07%					0.04%
Zhongren Energy	中人能源					0.9			11	10					22					0.04%			0.56%	0.47%					0.06%
Ruiqi Energy	瑞其能					8.25	2					10					0.36%	0.07%					0.03%
Zhongke Tiandao	中科天道					7.80					8					0.60%					0.02%
Yinhe Wind Power	银河风电					5.75					6					0.44%					0.02%
China Sharp Wind Power	华锐风电					4.95					5					0.23%					0.01%
Nordex SE				0.9	2.7	5.6	13.1	11.0					33			0.0%	1.8%	2.0%	1.7%	2.1%	0.8%					0.10%		33.15	52.47
REpower→Senvion					19.3					19					1.4%					20.0
Beizhong Group	北重					6.0					6					0.96%
Harbin Hafei	哈尔滨哈飞			0.1000					0
Shengong University	沈工大			0.1000					0
Others		65.4	6.1	0.660	5.2	7.3	16.0	124.2	38.29	25.94	27.05	63.1					379		141.21%	30.7%	0.4%	3.9%	2.2%	2.6%	9.0%	2.02%	1.47%	2.09%	3.92%					1.09%		224.845	175.026	4118	576.066				744	802	802	802	2.07%
Total		46.3	19.735	50.235	133.715	330.365	624.6	1380.32	1892.799	1,763.1	1,296.0	1,608.9	2,319.6	3,075.3	2336.9	1966	2114	2678.5	5443	5592	4983	34,671	0.00%					100.00%		2585.3	4473.329	76241	11460.889				20953	28226	33818	38,801	100.00%
Onshore MW/turbine					1.5	1.5	1.6	1.7	1.8	1.8	1.9	2.1	2.1	2.4	2.6	3.114
Offshore MW/turbine					2.6	2.7	2.8	1.9	3.9	3.6	3.8	3.7	3.8	4.2	4.9	5.563
% foreign			75.4%	70.6%	58.8%	42.5%	24.4%	13.1%	13.17%	10.72%	11.27%	7.43%	1.92%	4.06%	7.32%	3.36%	4.61%	3.27%	4.67%	2.38%	0.15%					22.91%
# turbines					5066	10125	12906	11533	7874	9355	13122	16740	11954	9311	9684	10917	20643					34485		76241
# suppliers					29	29	26	26	25	22	22	17	20	17	15
Avg. MW / turbine					1.233	1.363	1.467	1.5454	1.646	1.720	1.768	1.837	1.955	2.111	2.183	2.454	2.637					1.29718109322894		1.50324484201414
Exported (MW)					368.75					1761.25
Exported # turbines					189					937
Top 3					25.14%	64.70%	80.60%	72.80%	62.70%	57.43%	59.70%	56.77%	53.24%	44.39%	40.55%	39.12%	43.31%	44.10%	54.58%	63.91%	62.58%	47.62%	47.32%		51.08%

Offshore Market share in China (MW)					Cumulative					Annual market share
		2007	2008	2009	2010	2011	2012	2013	2014	2015	2016	2017	2018	2019	2020	2021	2022		2011	2012	2013	2014	2015	2016	2017	2018	2019	2020	2021	2022	% 2022		2010	2011	2012	2013	2014	2015	2016	2017	2018	2019	2020	2021	2022
Sewind	上海电气				4	59.58			95.6	300	488.8	588	726	647	1401	4204	1443	Sewind (32.63%)	63.58	63.58	63.58	159.18	459.18	948	1536	2262	2909	4310	8514	9957	32.63%		3.03%	47.07%			42.38%	83.22%	82.54%	35.42%	44.00%	25.04%	36.45%	29.03%	27.97%
Sinovel	华锐风电				108	62					Sinovel (0.56%)	170	170	170	170	170	170	170	170	170	170	170	170	0.56%		81.82%	48.98%
Goldwind	金风科技	1.5			4	1	103			9	48	207	401	604	313	2390	294	Goldwind (14.34%)	6.5	109.5	109.5	109.5	118.5	167	374	775	1378	1691	4081	4375	14.34%		3.03%	0.79%	81.10%			2.50%	8.11%	12.47%	24.30%	23.37%	8.14%	16.50%	5.70%
XEMC→Harbin Electric	湘电风能→哈电风能					5			50			5	8	92	124		Harbin Electric/XEMC (0.94%)	2.5	7.5	7.5	7.5	57.5	58	58	63	71	163	287	287	0.94%				3.94%			13.87%			0.30%	0.31%	2.39%	0.86%
Mingyang	明阳智能				6				6			30	91	470	963	3781	1381	Mingyang (22.05%)	6	6	6	12	12	12	42	133	603	1566	5347	6728	22.05%		4.55%				2.66%			1.81%	5.52%	18.19%	25.05%	26.11%	26.76%
Dongfang	东方电气					8		1.5		5.5			59	1009	150	Dongfang (4.04%)			8	8	9.5	9.5	15	15	15	74	1083	1233	4.04%					20.51%		0.42%		0.33%			1.53%	6.97%	2.91%
Envision	远景能源				3			4	124		50.4	200	403	615	685	976	838	Envision (12.78%)	3	3	7	131	131	181	381	784	1399	2084	3060	3898	12.78%		2.27%			10.26%	54.96%		8.51%	12.05%	24.42%	23.80%	17.82%	6.74%	16.24%
Guodian United Power	联合动力				3		9	27				15	12					Guodian United Power (0.22%)	3	12	39	39	39	39	54	66	66	66	66	66	0.22%		2.27%		7.09%	69.23%				0.90%	0.73%
CSSC Haizhuang	中国海装				2	2	10				5	105		150	330	1997	1041	CSSC Haizhuang (12.00%)	4	14	14	14	14	39	144	144	294	624	2621	3662	12.00%		1.52%	1.58%	7.87%				0.84%	6.33%		5.80%	8.58%	13.79%	20.17%
CRRC	中车风电					10	CRRC (0.03%)					10	0.03%					0.19%
SANY Heavy	三一重能				2	2					SANY Heavy (0.01%)	4	4	4	4	4	4	4	4	4	4	4	4	0.01%		1.52%	1.58%
Siemens Gamesa					90				Siemens Gamesa (0.29%)					90	90	90	90	0.29%					3.48%
GE Renewable					18					GE Renewable (0.06%)					18	18	18	18	18	0.06%					1.09%
Taiyuan Heavy	太原重工					10					Taiyuan Heavy (0.03%)					10	10	10	10	10	10	0.03%					0.60%
Total		1.5			132	126.58	127	39	225.6	360.5	592.2	1660	1650	2584	3844	14481	5160		262.58	389.58	428.58	654.18	1014.68	1627.5	2788	4444	7027	10871	25352	30512	100.00%		100%	100%	100%	100%	100%	100%	100%	100%	100%	100%	100%	100%	100%
Top 3					89.39%	97.63%	96.06%	100%	100%	99.58%	99.16%	85.74%	92.73%	72.21%	79.32%	71.65%	74.90%

Wind installed capacity (10MW increments) (GWEC: 1994-1999, CWEA: 2000-2021)
Year	<=1993	1994	1995	1996	1997	1998	1999	2000	2001	2002	2003	2004	2005	2006	2007	2008	2009	2010	2011	2012	2013	2014	2015	2016	2017	2018	2019	2020	2021	2022
Annual		1.29	1.11	2.33	8.47	7.19	5.03	7.729	5.721	66.31	9.83	19.675	50.691	128.76	331.125	615.373	1380.32	1892.9	1763.09	1,296.0	1,608.9	2,319.6	3,075.3	2,337	1,966	2,114	2,679	5,443	5,592
Cumulative	0.97	2.26	3.37	5.7	14.16	21.35	26.38	34.153	39.874	46.505	56.335	76.01	126.01	255.461	586.586	1201.96	2580.54	4473.34	6236.43	7,532.4	9,141.3	11,460.9	14,536.2	16,873	18,839	20,953	23,632	29,075	34,667
Annual foreign manufacturer					160.1	189.8	152.8	96.8	93.9	38.3	82.0	121.3	66.0	97.5	87.6	254.0	133.0
Offshore annual					0.15	0	1.6	13.55	10.958	12.7	3.9	22.76	36.05	59.22	117.9	173.0	249.3	384.5	1,448.2
Offshore cumulative					0.15	0.15	1.75	15.3	26.258	38.958	42.858	65.618	101.668	160.888	280.3	453.3	702.6	1,087.0	2,535.2
% offshore annual					876.0
% foreign manufacturer					58.70%	44.10%	31.60%	11.60%	10.02%	8.67%	7.47%	5.84%	1.65%	2.67%	5.19%	3.36%	4.61%	3.27%	4.67%	2.38%
Source: GWEC: 1994-1999, http://www.nea.gov.cn/2011-07/05/131086514_21n.jpg, https://www.gwec.net/wp-content/uploads/2012/11/China-report.pdf; CWEA: 2000-2021, http://following-the-wind.com/2021/10/25/statistics-of-wind-power-installed-capacity-in-china-in-2020/
http://www.cwea.org.cn/industry_data_2015.html
11.6% made by foreign companies in 2009
https://news.bjx.com.cn/html/20220719/1242197.shtml
other data: https://mp.weixin.qq.com/s?__biz=MzU4NzY4NTE0NQ==&mid=2247571171&idx=1&sn=9a6d4f699fcc1c2f1da059c08aeacfc5&chksm=fdebda95ca9c5383c1505f8009d9ec1ca7a2943870756dcb0597dfa7f328f94f112dbf9d66f8&scene=21#wechat_redirect
http://qccdata.qichacha.com/ReportData/PDF/d30bd0e529d2c28270000887b2f574e4.pdf
Installed wind power capacity in China (in 10 MW units)
Source: Amos Batto with data from CWEA
10 MW units
Cumulative Installed Offshore Wind in China
Source: Amos Batto, data from CWEA
Manufacturer (% in 2022)
Megawatts
Cumulative Installed Offshore Wind in China
Source: CWEA
Manufacturer (% in 2021)
Megawatts
Installed wind power capacity in China (in 10 MW units)
Source: Amos Batto with data from CWEA
10 MW units
Wind turbine market share in China
Source: Amos Batto, data from CWEA
Annual offshore wind installations in China
Source: Amos Batto, data from CWEA
Megawatts
Annual installed wind capacity in China (10 MW units)
Source: Amos Batto, data from CWEA
10 MW units
Domestic vs foreign manufacturers in wind capacity in China
Source: Amos Batto, data from CWEA
10 MW units

## USA_offshore
U.S. Offshore Wind Leases
#	State	Project	Lease area	MW	Turbines	Area km2	Lease M$	$/km²	$/MW	Lease year	Developer	Developer headquarters	Operation	Status*	Offlet agreementª	Price $/MWh
1	ME	New England Aqua Ventus I	State Lease	11	VolturnUS					Univ. of Maine & Diamond Offshore & RWE	UMaine: Orono, ME; Diamond Offshore: Houston, TX; RWE: Essen, Germany	2024	Permitting	PPA (ME)	undisclosed
2	MA/RI	Revolution Wind	OCS-A 0486	704	88 SGRE SG 8.0-167	396.248386425151	1.903181	4,803	2,277	2013	Ørsted & Eversource	Orsted: Fredericia, Denmark; Eversource: Hartford, CT / Boston, MA	2024	Permitting	PPA (RI), PPA (CT)	400MW: 99.5 200MW: 98.4
3	MA/RI	South Fork Wind Farm	OCS-A 0517	132	8 SGRE SG 8.0-167					2023	Constructing	PPA (NY)	163
4	MA/RI	Sunrise Wind 1	OCS-A 0487	924	110 SGRE SG 8.0-167	444.980360065466	1.903181	4,277	1,043	2013			2025	Permitting	PPA (NY)	83.3
5	MA/RI	Sunrise Residual	OCS-A 0487	900					Permitting
6	MA	Bay State Wind	OCS-A 0500	2000		585.718696397942	0.341474	583	171	2015				Site control
7	MA	Vineyard Wind 1	OCS-A 0501	800	62 GE Haliade-X 13MW	675.318518518519	0.182336	270	64	2015	Avangrid & CIP	Avangrid→Iberdrola: Bilbao, Spain; CIP: Copenhagen, Denmark	2024	Constructing	PPA (MA)	½ : $74 / / ½ : $65
8	MA	Park City Wind	OCS-A 0534	800					Avangrid	Avangrid→Iberdrola: Bilbao, Spain	2025	Permitting	PPA (CT)	79.8
9	MA	Commonwealth Wind	OCS-A 0534	1232					2027	Permitting	PPA (MA)	72
10	MA	Beacon Wind 1	OCS-A 0520	1230		521.000158466316	154.525	296,593	63,591	2018	Equinor & BP	Equinor: Stavanger, Norway; BP: London, UK	2028	Site control	OREC (NY)	118
11	MA	Beacon Wind Residual	OCS-A 0520	1200					Site control
12	MA	Mayflower Wind 1	OCS-A 0521	804		516.000093499451	154.525	299,467	76,725	2018	Ocean Winds & Shell	Ocean Winds→EDP/ENGIE: Madrid, Spain & La Défense, France; Shell: Coventry, UK	2025	Permitting	PPA (MA)	58.4
13	MA	Mayflower Wind 2	OCS-A 0521	400					2025	Permitting	PPA (MA)	77
14	MA	Mayflower Wind Residual	OCS-A 0521	800					Permitting
15	MA	Floating Demonstration	OCS-A 0521	10					Shell, Kent Houston Offshore Engineering & Ocergy	Shell: Coventry, UK; Kent Houston: Houston TX; Ocergy: Carson City NV		Permitting
16	MA	CIP Massachusetts	OCS-A 0522	1607		536.836459450734	154.6395	288,057	96,229	2018	CIP	Copenhagen, Denmark		Site control
17	RI	Block Island Wind Farm	State Lease	30	5 GE Haliade 150 6MW					2009	Ørsted & Eversource	Orsted: Fredericia, Denmark; Eversource: Hartford, CT/Boston MA	2016	Installed	PPA (RI)	244
18	NY	Empire Wind 1	OCS-A 0512	816	138 Vestas V236-15MW	321.000085844279	48.61129	151,437	23,416	2016	Equinor & BP	Equinor: Stavanger, Norway; BP: London, UK	2026	Permitting	OREC (NY)	83.3
19	NY	Empire Wind 2	OCS-A 0512	1260					2027	Permitting	OREC (NY)	107.5
20	NY	Fairways North	WEA					-			Dormant
21	NY	Fairways South	WEA					-			Dormant
22	NY/NJ	Mid-Atlantic Offshore Wind	OCS-A 0544	523		174	285	1,637,931	544,933	2022	CIP	Copenhagen, Denmark		Site control
23	NY/NJ	OW Ocean Winds East	OCS-A 0537	868		289	765	2,647,059	881,336	2022	EDP Renewables & Engie	EDP: Madrid, Spain; ENGIE: La Défense, France		Site control
24	NY/NJ	Attentive Energy	OCS-A 0538	964		321	795	2,476,636	824,689	2022	TotalEnergies	La Défense, France		Site control
25	NY/NJ	Community Wind (Bight Wind Holdings)	OCS-A 0539	1387		462	1100	2,380,952	793,079	2022	RWE & National Grid	RWE: Essen, Germany; National Grid: London, UK		Site control
26	NY/NJ	Atlantic Shores Offshore Wind Bight	OCS-A 0541	924		308	780	2,532,468	844,156	2022	Shell & EDF	Shell: Coventry, UK; EDF: Paris, France		Site control
27	NY/NJ	Invenergy Wind Offshore	OCS-A 0542	934		311	645	2,073,955	690,578	2022	Invenergy & Lighthouse Energy	Invenergy: Chicago, IL; Lighthouse: Webster, NY		Site control
28	NJ	Atlantic Shores Offshore Wind 1	OCS-A 0499	1510	Vestas V236-15MW	742.00184729064	1.205011	1,624	480	2016	Shell & EDF	Shell: Coventry, UK; EDF: Paris, France	2027	Permitting	OREC (NJ)	58.8
29	NJ	Atlantic Shores Offshore Wind Residual	OCS-A 0499	1000					Permitting
30	NJ	Ocean Wind 1	OCS-A 0498	1100	90 Haliade-X 12MW	649.04	1.05469	1,625	469	2016	Ørsted & PSE&G	Orsted: Fredericia, Denmark; PSE&G: Newark, NJ	2025	Permitting	OREC (NJ)	116.8
31	NJ	Ocean Wind 2	OCS-A 0532	1148					2028	Permitting	OREC (NJ)	42.3
32	OH	Icebreaker Windpower	State Lease	20.7	6 Vestas 3.45 MW					2014	LEEDCo & Fred. Olsen Renewables	LEEDCo: Cleveland, OH; Fred. Olsen: Oslo, Norway	2024	Permitting	PPA (OH)	undisclosed
33	DE	Garden State Offshore Energy	OCS-A 0482	1000		284				2012	Ørsted	Fredericia, Denmark		Site control
34	DE	Skipjack 1	OCS-A 0519	120	10 Haliade-X 12MW	106.56182325144	-			2012	Ørsted	Fredericia, Denmark	2026	Site control	OREC (MD)	131.9
35	DE	Skipjack 2	OCS-A 0519 & OCS-A 0482	808					2026	Site control	OREC (MD)	71.6
36	MD	MarWin	OCS-A 0490	248	22 turbines	323.004774584519	10.553535	32,673	9,647	2014	U.S. Wind	U.S. Wind→Renexia: Chieti, Italy	2024	Site control	OREC (MD)	131.9
37	MD	Momentum Wind	OCS-A 0490	846					2026	Site control	OREC (MD)	71.6
38	VA	Coastal Virginia Offshore Wind–Pilot	OCS-A 0483	12	2 SGRE SWT-6.0-154	455.997224149896	1.971276	4,323	164,273	2013	Dominion Energy	Richmond, VA	2020	Installed	Utility Owned	780
39	VA	Coastal Virginia Offshore Wind – Commercial	OCS-A 0487	2640					2026	Permitting	Utility Owned	undisclosed
40	NC	Kitty Hawk	OCS-A 0508	2500	69 turbines in phase 1	494.992289719626	10.592835	21,400	4,237	2017	Avangrid	Avangrid→Iberdrola: Bilbao, Spain	2027	Permitting	TBD
42	NC	Wilmington West WEA	-					Dormant
43	NC	Total Energies	OCS-A 0545	667		221.999913975033	160	720,721	239,880	2022	Total Energies Renewables USA	La Défense, France		Planning
44	NC	Duke Energy	OCS-A 0546	670		223.000084883903	155	695,067	231,343	2022	Duke Energy Renewables Wind	Charlotte, NC		Planning
	CA		OCS-P 0561	~769		256.31979192996	157.7	615,247	205,072	2022	RWE Offshore Wind Holdings	RWE: Essen, Germany		Site control
	CA		OCS-P 0562	~838		279.35854552902	173.8	622,140	207,399	2022	California North Floating	CNF→ Copenhagen Infra. Part.: Denmark		Site control
	CA		OCS-P 0564	~976		325.44009958356	150.3	461,836	153,996	2022	Central California Offshore Wind	Ocean Winds→ EDP/ENGIE: Madrid, Spain & La Défense, France		Site control
	CA		OCS-P 0565	~976		325.44009958356	145.3	446,472	148,873	2022	Invenergy California Offshore	Chicago, IL		Site control
	CA		OCS-P 0563	~972		323.99941869804	130	401,235	133,745	2022	Equinor Wind US	Stavanger, Norway		Site control
Total			45	40080.7	100%	10873.2586718471	5984.108309	550,351	149,301
Foreign developed (with fractions)				31355.35	78.23%	8519.82754178542	5034.23577	590,885	160,554
American developed (with fractions)				8725.35	21.77%	2353.43113006164	949.872539	403,612	108,864
100% foreign developed			29	27869	69.53%
100% American developed			5	5232	13.05%
Joint American & foreign developed			11	6979.7	17.41%

Vestas turbines			4	3606.7	48.55%
Siemens Gamesa turbines			4	1772	23.85%
GE turbines			5	2061	27.74%
Total branded turbines			12	7428.7	100%
* PPA = purchasing power agreement, OREC = offshore renewable energy credit
ª The order of a project is: planning, site control, permitting, constructing, installed.

Obama					4,052
Trump					229,252
Biden		Atlantic					2,028,139
Biden		Pacific					501,206

## Taiwan_offshore
Taiwan offshore wind farms
Project	Developer	Dev. Headquarters	MW	Status
Fuhai – TGC	Taiwan Generations Corp., Century Iron and Steel Industrial Co., CSBC Corporation Taiwan	T. Generations: Taipei, Taiwan; Century I&SI: Taoyuan City, Taiwan; CSBC: Kaohsiung City, Taiwan	120	Canceled
Xidao – TGC	Taiwan Generations Corp.	T. Generations: Taipei, Taiwan		Canceled
Zhangfang – TGC	Taiwan Generations Corp.	T. Generations: Taipei, Taiwan		Canceled
Hanbao – TGC	Taiwan Generations Corp.	T. Generations: Taipei, Taiwan		Canceled
Yunlin -TGC	Taiwan Generations Corp.	T. Generations: Taipei, Taiwan		Canceled
Offshore Wind Demonstration	Taiwanese government	Taipei, Taiwan	8	Canceled
Yunlin – Star Energy				Canceled
Penghu – TGC	Taiwan Generations Corp.	T. Generations: Taipei, Taiwan		Canceled
Miaoli Fengli	Copenhagen Infrastructure Partners	Copenhagen, Denmark	1800	Concept/Early Planning
Hsinchu Fengfan	Copenhagen Infrastructure Partners	Copenhagen, Denmark	750	Concept/Early Planning
Changhua Fengyou	Copenhagen Infrastructure Partners	Copenhagen, Denmark	600	Concept/Early Planning
Taichung Fengmiao	Copenhagen Infrastructure Partners	Copenhagen, Denmark	1800	Concept/Early Planning
Zhu Yang			880	Concept/Early Planning
Zhu Xin			711	Concept/Early Planning
Bei Neng (North Wind)	Northland Power	Toronto, Canada	1204	Concept/Early Planning
Jia Neng (Can Wind)	Northland Power	Toronto, Canada	602	Concept/Early Planning
Taichung			1100	Concept/Early Planning
Miaoli			1800	Concept/Early Planning
Huan Yu			627	Concept/Early Planning
Huan Ya			1434.5	Concept/Early Planning
Hsinchu Test and Demonstration	Flotation Energy	Edinburg, Scotland	100	Concept/Early Planning
Hsinchu Commercial I	Flotation Energy	Edinburg, Scotland	600	Concept/Early Planning
Hsinchu Commercial II	Flotation Energy	Edinburg, Scotland	600	Concept/Early Planning
Ju Dao	Iberdrola	Bilbao, Spain	2400	Concept/Early Planning
Guo Feng	Iberdrola	Bilbao, Spain	1800	Concept/Early Planning
Da Chung Bu	Iberdrola	Bilbao, Spain	2400	Concept/Early Planning
Huan Yang	Taiya Wind Energy	Taipei, Taiwan	440	Concept/Early Planning
Xinfeng Offshore Wind Power Project	RWE Renewables, Asia Cement Corp.	RWE: Essen, Germany; A. Cement: Taipei, Taiwan	900	Development Zone
Laifeng Offshore Wind Power Project	RWE Renewables, Asia Cement Corp.	RWE: Essen, Germany; A. Cement: Taipei, Taiwan	950	Concept/Early Planning
Haian Offshore Wind Power Project	RWE Renewables, Asia Cement Corp.	RWE: Essen, Germany; A. Cement: Taipei, Taiwan	2500	Development Zone
Laizhong Offshore Wind Power Project	RWE Renewables, Asia Cement Corp.	RWE: Essen, Germany; A. Cement: Taipei, Taiwan	600	Development Zone
Zhangfeng Offshore Wind Power Project	RWE Renewables, Asia Cement Corp.	RWE: Essen, Germany; A. Cement: Taipei, Taiwan	900	Development Zone
Yunlin	Sojitz Corp Japan, Electricity Generating Public Company (EGCO), TotalEnergies, Skyborn Renewables	Sojitz: Tokyo, Japan; EGCO: Bangkok, Thailand; TotalE: La Défense, France; Skyborn: Bremen, Germany	640	Partial generation/Under construction
Changhua Offshore Pilot Project (COPP) – TGC	Taiwan Generations Corp., CSBC Corporation Taiwan, Century Iron and Steel Industrial Co.	T. Generations: Taipei, Taiwan; CSBC: Kaohsiung City, Taiwan; Century I&SI: Taoyuan City, Taiwan	8	Canceled
Fuhai – Phase III – TGC	Taiwan Generations Corp.	Taipei, Taiwan	100	Canceled
Changhua – North – Taipower	Taipower	Taipei, Taiwan		Canceled	White dolphin
Penghu – Taipower	Taipower	Taipei, Taiwan	150	Concept/Early Planning
Formosa 1 OWF – Phase 2	Synera Renewable Energy Co., Orsted A/S, Mitsui O.S.K. Lines, JERA Co.	Synera→Stonepeak Infrastructure Partners: New York City, USA; Orsted: Fredericia, Denmark; Mitsui: Minato City, Japan; JERA: Tokyo, Japan	120	Fully commissioned
Changhua – South – Taipower	Taipower	Taipei, Taiwan	154	Dormant
Chang-Feng	RWE AG	Essen, Germany	900	Concept/Early Planning
Lai-Chung	RWE AG	Essen, Germany	600	Concept/Early Planning
Hai-An	RWE AG	Essen, Germany	2500	Concept/Early Planning
Meisen			270	Concept/Early Planning
Wei-Na	Vena Energy	Singapore	1200	Concept/Early Planning
Wei-Long	Vena Energy	Singapore	600	Concept/Early Planning
Woneng 1	Orsted Taiwan Limited (Woxu Energy) – O&M Base	Fredericia, Denmark	2400	Concept/Early Planning
Woneng 2	Orsted Tainwan Limited (Woxu Energy)	Fredericia, Denmark	600	Concept/Early Planning
Floating Pilot Project – BW Ideoi And Taiya	BW Ideol, Taiya Wind Energy	BW Ideol: La Ciotat, / France; Taiya: Taipei, Taiwan	50	Concept/Early Planning
Taiwan Floating Demo 1			50	Development Zone
Taiwan Floating Demo 2			50	Development Zone
Winds of September	BlueFloat Energy	Madrid, Spain	1000	Concept/Early Planning
Ocean Harvest	EDF Energies Nouvelles Group	La Défense, France	1000	Development Zone
Haixia	Skyborn Renewables, Lealea Group	Skyborn: Bremen, Germany; Lealea: Taipei, Taiwan	500	Concept/Early Planning
Chiayi – Star Energy				Canceled
Tainan – Star Energy				Canceled
Formosa 1 OWF – Phase 1	JERA Co., Orsted A/S, Synera Renewable Energy Co., Mitsui O.S.K. lines	Synera→Stonepeak Infrastructure Partners: New York City, USA; Orsted: Fredericia, Denmark; Mitsui: Minato City, Japan; JERA: Tokyo, Japan	8	Fully commissioned
Changhua Demonstration	Taipower	Taipei, Taiwan	109.2	Fully commissioned
Xinbei	Equis Energy	Singapore	350	Failed proposal
Guanyin	Skyborn Renewables GmbH	Bremen, Germany	350	Canceled
Taoyuan-Hsinchu	Skyborn Renewables GmbH	Bremen, Germany	150	Failed proposal
Chu Feng	Asia Cement Corp, RWE AG	RWE: Essen, Germany; A. Cement: Taipei, Taiwan	448	Concept/Early Planning
Formosa II	Synera Renewable Energy Co., Macquarie Capital Group Limited, JERA Co.	Synera→Stonepeak Infrastructure Partners: New York City, USA; Macquarie; Sydney, Australia; JERA: Tokyo, Japan	378	Partial generation/Under construction
Zone of Potential – 8				Development Zone
Zone of Potential – 9				Canceled
Zone of Potential – 10				Canceled
Haiding 1 – Formosa III	Corio Generation Limited	London, UK	552	Concept/Early Planning
Greater Changhua 4 - North West	Orsted Taiwan Limited (Woxu Energy)	Fredericia, Denmark	582.9	Concept/Early Planning
Greater Changhua 3 - North East	Orsted Taiwan Limited (Woxu Energy)	Fredericia, Denmark	570	Concept/Early Planning
Greater Changhua 2a – South West	Orsted Taiwan Limited (Woxu Energy)	Fredericia, Denmark	294.8	Partial generation/Under construction
Greater Changhua 1 – South East	Orsted Taiwan Limited (Woxu Energy), Caisse de dépôt et placement du Québec, Cathay Capital Private Equity	Orsted: Fredericia, Denmark; CDPQ: Quebec, Canada; Cathay: Paris, France	605.2	Partial generation/Under construction
Haiding 2 – Formosa III	Corio Generation Limited	London, UK	760	Concept/Early Planning
Haiding 3 – Formosa III	Corio Generation Limited	London, UK	760	Concept/Early Planning
Hai Long 3	Yushan Energy PTE, Northland Power, Mitsui & Co.	Yushan: Taipei, Taiwan; Northland: Toronto, Canada; Mitsui: Minato City, Japan	512	Consent authorized
Hai Long 2A	Yushan Energy PTE, Northland Power, Mitsui & Co.	Yushan: Taipei, Taiwan; Northland: Toronto, Canada; Mitsui: Minato City, Japan	300	Consent authorized
Zone of Potential – 20				Canceled
Zone of Potential – 21				Canceled
Zone of Potential – 22				Canceled
Zone of Potential – 23				Canceled
Zone of Potential – 24				Canceled
Zone of Potential – 25				Canceled
Taipower Iia	Taipower	Taipei, Taiwan	300	Consent authorized
Changhua – (ZoP 27) – Strait Wind Power			475	Canceled
Fufang	Copenhagen Infrastructure Partners	Copenhagen, Denmark	600	Canceled
ZhongNeng – Phase 1	China Steel Corp., Diamond Generating Asia, Copenhagen Infrastructure III K/S	C. Steel: Kaohsiung, Taiwan; Diamond→Mitsubishi: Chiyoda City, Japan; Copenhagen I.: København, Denmark	300	Consent authorized
Zone of Potential – 30				Canceled
Zone of Potential – 31				Canceled
Zone of Potential – 32				Canceled
Zone of Potential – 33				Development Zone
Zone of Potential – 34				Development Zone
Zone of Potential – 35				Development Zone
Zone of Potential – 7				Development Zone
Zone of Potential – 36				Development Zone
Taihai Taoyuan (W1N)	EOLFI, Grupo COBRA	EOLFI: Paris, France; COBRA: Madrid, Spain	190	Canceled
Changhua North – Wpd	Skyborn Renewables GmbH	Bremen, Germany	200	Canceled
Xidao – Phase 1	Taiwan Life Insurance, TransGlobe Life, Copenhagen Infrastructure Partners, Global Power Synergy Public Co. (GPSC)	T. Life: New Taipei, Taiwan; TransGlobe: Taipei, Taiwan; CIP: Copenhagen, Denmark; GPSC: Bangkok, Thailand	47.5	Partial generation/Under construction
Changfang – Phase 2	Taiwan Life Insurance, TransGlobe Life, Copenhagen Infrastructure Partners, Global Power Synergy Public Co. (GPSC)	T. Life: New Taipei, Taiwan; TransGlobe: Taipei, Taiwan; CIP: Copenhagen, Denmark; GPSC: Bangkok, Thailand	446.5	Under construction
Changhua – Strait Wind Power	Taiwan Green Power (台灣綠色電), Marubeni Corporation (丸紅株式会社), Tianli offshore wind power technology company(天力離岸風電科技公司), Taiwan Cogeneration Corporation (台灣汽電)	T. Green: Taiwan; Marubeni: Tokyo, Japan; TainLi: Hong Kong, China; T. Cogeneration: Taipei, Taiwan	500	Concept/Early Planning
W3 – EOLFI	EOLFI, Grupo COBRA	EOLFI: Paris, France; COBRA: Madrid, Spain	500	Concept/Early Planning
W2S – EOLFI	EOLFI, Grupo COBRA	EOLFI: Paris, France; COBRA: Madrid, Spain	500	Concept/Early Planning
W2N – EOLFI	EOLFI, Grupo COBRA	EOLFI: Paris, France; COBRA: Madrid, Spain	500	Concept/Early Planning
W1S – EOLFI	EOLFI, Grupo COBRA	EOLFI: Paris, France; COBRA: Madrid, Spain	500	Concept/Early Planning
Changfang – Phase 1	Copenhagen Infrastructure Partners,Taiwan Life Insurance Co., Ltd. (台湾人寿),TransGlobe Life (全球人壽),Global Power Synergy Public Company (GPSC)	T. Life Ins.: New Taipei, Taiwan; TransGlobe: Taipei, Taiwan; CIP: Copenhagen, Denmark; GPSC: Bangkok, Thailand	95	Partial generation/Under construction
Xidao – Phase 2	Copenhagen Infrastructure Partners,Taiwan Life Insurance Co., Ltd. (台湾人寿)	CIP: Copenhagen, Denmark; T. Life Ins.: New Taipei, Taiwan	432	Concept/Early Planning
hai Long 2B	YUSHAN Energy PTE, Northland Power, Mitsui & Co.	Yushan: Taipei, Taiwan; Northland: Toronto, Canada; Mitsui: Minato City, Japan	232	Consent authorized
Greater Changhua 2b – South West	Orsted Taiwan Limited (Woxu Energy)	Fredericia, Denmark	337.1	Concept/Early Planning
Taipower IIb	Taipower	Taipei, Taiwan	420	Concept/Early Planning
ZhongNeng – Phase 2	China Steel Corp., Diamond Generating Asia, Copenhagen Infrastructure III K/S, Taiwan Life Insurance Co.	C. Steel: Kaohsiung, Taiwan; Diamond→Mitsubishi: Chiyoda City, Japan; Copenhagen I.: København, Denmark; T. Life Ins.: New Taipei, Taiwan	180	Concept/Early Planning
Taiwan – 2024 Auction Candidate I			250	Development Zone
Taiwan – 2024 Auction Candidate II			250	Development Zone
Taiwan – 202X Auction Candidate I			250	Development Zone
Hai Feng – Formosa IV-1			1360	Concept/Early Planning
Hai Shuo – Formosa 5	Synera Renewable Energy Co.,	Synera→Stonepeak Infrastructure Partners: New York City, USA	1536	Concept/Early Planning
Hai Sheng – Formosa 4			1728	Concept/Early Planning
He Yi	wpd AG	Bremen, Germany	2600	Canceled
He Er North	wpd AG	Bremen, Germany	2400	Canceled
He Er South	wpd AG	Bremen, Germany	2400	Canceled
Xufeng 1	Orsted Taiwan Limited (Woxu Energy)	Fredericia, Denmark	600	Concept/Early Planning
Xufeng 2	Orsted Taiwan Limited (Woxu Energy)	Fredericia, Denmark	750	Concept/Early Planning
Xufeng 3	Orsted Taiwan Limited (Woxu Energy)	Fredericia, Denmark	750	Concept/Early Planning
Zhong Qian			300	Concept/Early Planning
Zhong Mei			3000	Concept/Early Planning
Mei Sen			800	Canceled
Changhua Youde	wpd AG	Bremen, Germany	700	Concept/Early Planning
Changhua Datian	wpd AG	Bremen, Germany	700	Concept/Early Planning
Hsinchu Fengcheng	Copenhagen Infrastructure Partners	Copenhagen, Denmark	750	Concept/Early Planning
Zonal Development 2026
Zonal Development 2027
Zonal Development 2028
Zonal Development 2029
Zonal Development 2030
Zonal Development 2031
Zonal Development 2032
Zonal Development 2033
Zonal Development 2034
Zonal Development 2035
		Number of projects*	MW	Percent
Total offshore wind projects		67	50,162.2	100%
100% foreign projects		44	38,850.0	77.4%
100% Taiwanese projects		5	1,419.2	2.8%
Joint Taiwanese & foreign projects		18	9,893.0	19.7%
Foreign projects (by owner fractions)			43,572.5
Taiwanese projects (by owner fractions)			6,589.7
* Only counting viable projects with a listed developer and status is not canceled, dormant or failed proposal.
Source: https://www.4coffshore.com/windfarms/taiwan/
			50162.2

## Offshore_summary
Offshore wind energy projects in the United States and Taiwan
Type of project	U.S.A			Taiwan†
	Projects	MW	Percent	Projects	MW	Percent
100% foreign developed	29	27,869.0	69.5%	44	38,850.0	77.4%
100% domestic developed	5	5,232.0	13.1%	5	1,419.2	2.8%
Joint foreign & domestic developed	11	6,979.7	17.4%	18	9,893.0	19.7%
Total offshore projects	45	40,080.7	100%	67	50,162.2	100%
Foreign developed (by owner fractionsª)		31,355.4	78.2%		43,572.5	86.9%
Domestic developed (by owner fractionsª)		8,725.4	21.8%		6,589.7	13.1%
Projects with known turbine manufacturers
Vestas turbines	4	3,606.7	48.6%
Siemens Gamesa turbines	4	1,772.0	23.9%
GE turbines	5	2,061.0	27.7%
Total branded turbines	12	7,428.7	100%
ª Assuming that each company in project owns an equal share. / † Only viable projects with a listed developer which are not canceled, dormant or failed proposals.

## Patents
Renewable energy patents 2000-2021
Country	Wind		Solar		Hydro/ocean		Geothermal		Bioenergy		Ocean energy	Hydropower	Geothermal	Fuel from waste	Biofuels		Thermal solar	PV solar	PV-thermal hybrid
	#	%	#	%	#	%	#	%	#	%
China	76,203	41.4%	283,407	48.3%	28,029	39.0%	2,575	27.4%	46,379	33.9%	8676	19353	2575	20297	26082		81430	182697	19280
USA	24,405	13.3%	83,056	14.1%	6,641	9.2%	1,008	10.7%	20,446	14.9%	3148	3493	1008	5266	15180		15145	62455	5456
Canada	5,281	2.9%	6,238	1.1%	2,114	2.9%	250	2.7%	5,600	4.1%	1016	1098	250	1660	3940		1813	3381	1044
Denmark	5,569	3.0%	1,076	0.2%	415	0.6%	56	0.6%	1,328	1.0%	251	164	56	387	941		412	452	212
Germany	9,509	5.2%	21,345	3.6%	2,249	3.1%	568	6.0%	5,368	3.9%	746	1503	568	1693	3675		8100	11645	1600
Spain	5,697	3.1%	6,297	1.1%	1,096	1.5%	55	0.6%	1,964	1.4%	550	546	55	607	1357		2939	2914	444
World	184,168	100%	587,098	100%	71,855	100%	9,406	100%	136,887	100%	25724	46131	9406	48348	88539		146363	401206	39529
Source: IRENA, https://www.irena.org/Data/View-data-by-topic/Innovation-and-Technology/Patents-Evolution

Wind patents granted per year
Country	2000	2001	2002	2003	2004	2005	2006	2007	2008	2009	2010	2011	2012	2013	2014	2015	2016	2017	2018	2019	2020
China	92	140	196	247	402	605	869	1250	1850	2999	3362	4007	3941	3185	3365	4267	5766	7962	8628	8516	10729
Denmark	69	74	150	106	123	134	116	209	294	384	487	606	596	470	463	331	345	306	184	87	26
France	25	26	30	27	39	24	61	73	97	81	106	115	105	75	89	73	76	74	72	47	22
Germany	326	384	383	357	300	328	335	494	613	593	723	723	713	531	453	406	482	499	440	280	108
Japan	269	394	462	507	454	459	403	424	493	668	783	747	825	668	690	585	630	604	545	359	134
S. Korea	117	143	150	197	216	257	295	348	741	1183	1214	1412	1425	1056	959	555	650	728	617	549	283
Spain	79	91	166	123	165	176	203	311	342	434	480	521	512	406	444	334	377	300	145	58	22
USA	132	188	248	321	451	581	588	914	1301	1752	2089	2072	1968	1774	1633	1521	1458	1678	1616	1171	677
Source: IRENA, https://www.irena.org/Data/View-data-by-topic/Innovation-and-Technology/Patents-Evolution

USA peaked at 2089 patents in 2010, S. Korea peaked at 1425 patents in 2012, Japan peaked at 812 patents in 2012, Germany at 723 patents in both 2010 and 2011, Denmark at 606 patents in 2011, Spain at 521 patents in 2011, China at 10729 in 2020
Wind energy patents granted per year in country, 2000-2020
Source: Amos Batto, data: IRENA (Nov 2022) "Renewable Energy Patents Evolution"
Number of patents
Wind energy patents granted per year in country, 2000-2020
Source: Amos Batto, data: IRENA (Nov 2022) "Renewable Energy Patents Evolution"
Number of patents

## Exports_CN
Wind turbine capacity exported from China (MW)					Exports of Chinese wind turbines in 2020					Exports of Chinese wind turbines in 2021					Exports of Chinese wind turbines in 2022
Rank	Importing country	Exported in 2021	Cum. total exported by end of 2021	Percent of cum. total		Manufac-turer	Importing country	Unit capacity (MW)	Units	Capacity (MW)	Percent of total		Manufac-turer	Importing country	Unit capacity (MW)	Units	Capacity (MW)	Percent of total		Manufacturer	Capacity (MW)	Percent of total
1	Vietnam	2357.4	2446.8	25.38%		Goldwind	Australia	3	20	60	5.05%		Goldwind	Vietnam	3.3	9	29.7	0.91%		Envision	1153	50.35%
2	Australia	9	1485.48	15.41%				3.4	8	27.2	2.29%				*3.3	*6	*19.8	0.61%		Goldwind	612	26.72%
3	United States		758.85	7.87%				3.57	48	171.36	14.43%				4.5	75	337.5	10.33%		Mingyang	165	7.21%
4	Pakistan	150	576.5	5.98%			Canada	4.2	50	210	17.68%				*4.5	*36	*162	4.96%		Windey	153	6.68%
5	South Africa		451	4.68%			United States	4.2	48	201.6	16.97%			Pakistan	2.5	60	150	4.59%		CRRC	149	6.51%
6	Argentina		414.6	4.30%			South Africa	2.5	8	20	1.68%			Ukraine	4.8	30	144	4.41%		Dongfang	56	2.45%
7	Ethiopia		324	3.36%			Turkey	3.4	2	6.8	0.57%			Chile	4.5	25	112.5	3.44%		Total	2290	100%
8	Panama		270	2.80%				2.5	1	2.5	0.21%			Brazil	4.5	18	81	2.48%		Source: CWEA, http://www.chinawindnews.com/25978.html
9	India		268.5	2.78%			Greece	3.4	1	3.4	0.29%			Germany	2.5	1	2.5	0.08%
10	Chile	112.5	261.34	2.71%			Italy	3.4	4	13.6	1.15%			Greece	3.0	2	6	0.18%
11	Serbia	238.5	238.5	2.47%			Vietnam	3.3	12	39.6	3.33%				3.5	4	14	0.43%
12	Kazakhstan	94.3	232.86	2.42%			Chile	4.5	16	72	6.06%				3.4	6	20.4	0.62%
13	Canada		210	2.18%		Goldwind total			218	828.06	69.72%			Kazakhstan	2.5	7	17.5	0.54%
14	Turkey		168.05	1.74%		Dongfang	Ethiopia	2.5	32	80	6.74%			Australia	4.5	2	9	0.28%
15	Mexico		160	1.66%			Cuba	2.5	20	50	4.21%			Netherlands	3.8	1	3.8	0.12%
16	Croatia	28	156	1.62%		Dongfang total			52	130	10.95%				4.1	1	4.1	0.13%
17	Ukraine	144	144	1.49%		Sewind	Croatia	4	32	128	10.78%			Belarus	2.5	1	2.5	0.08%
18	Sweden		133.5	1.38%		Windey	Turkey	3.3	6	19.8	1.67%		Goldwind total			284	1116.3	34.16%
19	Thailand		122	1.27%			Vietnam	3	13	39	3.28%		Envision	Vietnam	2.65	30	79.5	2.43%
20	Brazil	81	115.5	1.20%			Vietnam	3.6	3	10.8	0.91%				3.0	18	54	1.65%
21	Italy		105.1	1.09%		Windey total			22	69.6	5.86%				3.2	40	128	3.92%
22	Cuba		87.5	0.91%		Envision	Kazakhstan	3.2	10	32	2.69%				3.3	183	603.9	18.48%
23	France		76.75	0.80%		Total			334	1187.66	100%				4.5	31	139.5	4.27%
24	Bulgaria		51.5	0.53%					Kazakhstan	3.2	24	76.8	2.35%
25	Romania		50	0.52%					Envision total			326	1081.7	33.10%
26	Iran		49.5	0.51%					Windey	Vietnam	2.5	7	17.5	0.54%
27	Montenegro		46	0.48%					3.0	18	54	1.65%
28	Philippines		40	0.41%					3.3	53	174.9	5.35%
29	Spain		38.5	0.40%					4.5	15	67.5	2.07%
30	Russia		35	0.36%					Serbia	4.5	53	238.5	7.30%
31	Greece	20.4	26.3	0.27%					Windey total			146	552.4	16.90%
32	Germany	22.5	22.5	0.23%					Mingyang	Vietnam	3.2	32	102.4	3.13%
33	Cyprus		20	0.21%					4.0	27	108	3.30%
34	Ecuador		16.5	0.17%					5.0	*16	*80	2.45%
35	Belarus	2.5	11.5	0.12%					Mingyang total			75	290.4	8.89%
36	Netherlands	7.9	7.9	0.08%					Dongfang	Vietnam	4.5	20	90	2.75%
37	Finland		4.5	0.05%					*4.5	*14	*63	1.93%
38	Morocco		4	0.04%					CRRC	Vietnam	3.3	14	46.2	1.41%
39	U.K.		3.75	0.04%					Sewind	Croatia	4.0	7	28	0.86%
40	Denmark		3.6	0.04%					Total offshore			72	324.8	9.94%
41	Bolivia		3	0.03%					Total Vietnam			624	2267.4	69.38%
42	Uzbekistan		0.75	0.01%					Total			886	3268.0	100%
Europe		463.8	1073.9	11.14%					* Offshore wind turbines. / Source: CWEA, https://www.in-en.com/article/html/energy-2315055.shtml
Western Europe		30.4	396.1	4.71%
N. America		0	1128.85	11.71%
Latin America		193.5	913.84	9.48%
Asia		2601.7	3899.96	40.45%
total		3268	9641.63	100.00%
Source: CWEA https://www.china5e.com/news/news-1142031-1.html

Rare Earth production in 2021
Country	Tonnes	%
China	168000	60.00%
USA	43000	15.36%
Australia	22000	7.86%
Rest of World	47000	16.79%
Total	280000	100.00%

Exports of wind turbines by Chinese manufacturers (MW)
Year	Annual	Cum.	Countries
2015	275	2036
2016	529	2564
2017	641	3205
2018	376	3581
2019	1605	5186
2020	1188	6374
2021	3268	9642	42
2022	2290	11932	49
Source: CWEA https://www.china5e.com/news/news-1142031-1.html
https://wind.in-en.com/html/wind-2408830.shtml

	Exports of Chinese wind turbines					Percent of total
	Manufacturer	2015	2016	2017	2018	2019	2020	2021	2022		2020	2021	2022
	Envision					32	1081.7	1153		2.69%	33.10%	50.35%
	Goldwind					828.06	1116.3	612		69.72%	34.16%	26.72%
	Mingyang					290.4	165		0.00%	8.89%	7.21%
	Windey					69.6	552.4	153		5.86%	16.90%	6.68%
	CRRC					46.2	149		0.00%	1.41%	6.51%
	Dongfang					130	153	56		10.95%	4.68%	2.45%
	Sewind					128	28			10.78%	0.86%	0.00%
	Chinese OEM	275	529	641	376	1605
	Total	275	529	641	376	1605	1187.66	3268	2290		100%	100%	100%
Exports of wind turbines by Chinese manufacturers
Amos Batto, data from CWEA
Megawatts

## Finances
Finances of wind turbine manufacturers
	2018	2019	2020	2021	Q1-Q3 2022	Q1 2022	Q2 2022	Q3 2022
Mingyang Smart Energy (CNY)
R&D (M)	196.56	298.01	600.71	872.38	1561.33	171.64	541.36	848.33
Operating revenue (B)	6.90	10.49	22.46	27.16	43.03	7.13	14.24	21.66
Net profit (B)	0.42	0.66	1.30	2.96	7.39	1.4	2.44	3.55
Profit margin	6.13%	6.30%	5.79%	10.90%	17.17%	19.64%	17.13%	16.39%
Source: https://www.moomoo.com/stock/601615-SH/financial-statement

Goldwind (CNY)
R&D expenses (M)					1000.42	706.94		293.48
Operating revenue (B)	28.59	37.88	56.15	50.42	49.05	6.38	16.51	26.16
After-tax profit (B)	3.28	2.23	2.97	3.49	5.67	1.3	1.97	2.4
Profit margin	11.47%	5.89%	5.29%	6.92%	11.56%	20.38%	11.93%	9.17%
Source: https://www.moomoo.com/stock/02208-HK/balance-sheet

Siemens Gamesa Renewable Energy (Euros)
R&D expenses (M)	165.59	207.94	231.4	292.39	221.31	67.42	81	72.89
Operating revenue (B)	9.12	10.23	9.48	10.2	7.99	2.18	2.44	3.37
Net income (B)	0.06999	0.1409	-0.91896	-0.62591	-0.53581	0.2857	-0.445	-0.37651
Profit margin	0.77%	1.38%	-9.69%	-6.14%	-6.71%	13.11%	-18.24%	-11.17%
Source: https://www.moomoo.com/stock/GCTAF-US/financial-statement
https://www.marketwatch.com/investing/stock/gctaf/financials

Vestas Wind Systems (Euros)
R&D expenses (M)	229	268	265	364	317	149	83	85
Operating revenue (B)	10.31	12.15	14.82	15.59	9.71	2.49	3.31	3.91
Net income (B)	0.683	0.7	0.771	0.176	-1.031	-0.765	-0.119	-0.147
Profit margin	6.62%	5.76%	5.20%	1.13%	-10.62%	-30.72%	-3.60%	-3.76%
Source: https://www.moomoo.com/stock/VWSYF-US/financial-statement

GE Renewable Energy (USD)
	2018	2019	2020	2021	Q1-Q3 2022
R&D expenses (M)*	424	531	485	561	ε 307
Operating revenue (B)	14.288	15.337	15.666	15.697	9.564
Net income (B)	0.14	-0.791	-0.715	-0.795	-1.786
Profit margin	0.98%	-5.16%	-4.56%	-5.06%	-18.67%
* Includes both GE and customer funded R&D.
ε Estimate based on the fact that 15.2% of the R&D budget in 2021 was dedicated to GERE, so assuming the same percentage of the $2023M will be for GERE.

Nordex Group (Euros)
	2016	2017	2018	2019	2020	2021	Q1-Q3 2022
Gross revenue (B)	3.3954	3.1274	2.364242	3.87142	4.3455	5.0517	3.8734
Net profit / loss (B)	0.0954	0.003	-0.083853	-0.07257	-0.1297	-0.2302	-0.3716
Profit margin	2.81%	0.10%	-3.55%	-1.87%	-2.98%	-4.56%	-9.59%

Research & development (millions of US dollars)
Company	2018	2019	2020	2021	Q1-Q3 2022
Mingyang	30.63	43.18	84.23	136.95	234.00
Goldwind					149.94
Siemens Gamesa	193.19	232.87	257.45	357.69	237.56
Vestas	267	300	295	445	340
GE Renewable Energy	424	531	485	561	ε 307

Net profits (billions of US dollars)
Company	2018	2019	2020	2021	Q1-Q3 2022
Mingyang	0.07	0.10	0.18	0.46	1.11
Goldwind	0.51	0.32	0.42	0.55	0.85
Siemens Gamesa	0.0817	0.1578	-1.0224	-0.7657	-0.5751
Vestas	0.797	0.784	0.858	0.215	-1.107
GE Renewable Energy	0.14	-0.791	-0.715	-0.795	-1.786
Nordex Group	-0.0978	-0.0813	-0.1443	-0.2816	-0.3989

Profit margins
Company	2018	2019	2020	2021	Q1-Q3 2022
Mingyang	6.13%	6.30%	5.79%	10.90%	17.17%
Goldwind	11.47%	5.89%	5.29%	6.92%	11.56%
Siemens Gamesa	0.77%	1.38%	-9.69%	-6.14%	-6.71%
Vestas	6.62%	5.76%	5.20%	1.13%	-10.62%
GE Renewable Energy	0.98%	-5.16%	-4.56%	-5.06%	-18.67%
Nordex Group	-3.55%	-1.87%	-2.98%	-4.56%	-9.59%

Exchange rates on Jun 01 of each year
	2018	2019	2020	2021	2022
EUR to USD	1.16669	1.1199	1.11257	1.22332	1.07341
CNY to USD	0.155817	0.144887	0.140216	0.156981	0.149875
Research & development by wind turbine manufacturers
Using exchange rates on Jun 01 of each year. ε Estimate of GE's R&D in 2022, using percent of R&D for RE from 2021. Source: Amos Batto using company financial reports.
Millions of US dollars
Net profits/losses of wind turbine manufacturers
Using exchange rates on Jun 01 of each year Source: Amos Batto, company financial reports
Billions of US dollars
Profit margins of wind turbine manufacturers
Source: Amos Batto, company financial reports

## China_Offshore
New installed capacity of offshore wind power projects in 2015
Province	Project name	Manufacturer	Developer	Number of turbines	Capacity (MW)
Fujian	400MW Phase I of Nanri Island, Putian City, Fujian Province Offshore wind power project	Shanghai Electric	Longyuan	3	12
Fujian	Pinghai Bay, Putian City, Fujian Province 50MW Offshore Wind electric project	Xiangdian Wind Energy	China	10	50
Fujian Total				13	62
Guangdong	Huaneng Zhejiang Haimen Power Plant Breakwater Wind Farm	Dongfang Electric	Huaneng	1	1.5
Guangdong total				1	1.5
Jiangsu	Jiangsu Dafeng 3MW prototype	Goldwind	Tianrun	1	3
Jiangsu	Jiangsu Dafeng 6MW	Goldwind	Tianrun	1	6
Jiangsu	Rudong C4#	Shanghai Electric	Longyuan	25	100
Jiangsu	Jiangsu Xiangshui Offshore Wind Farm Project	Shanghai Electric	Three Gorges	8	32
Jiangsu	Binhai North District H1 #	Shanghai Electric	State Power Investment Corporation	5	20
Jiangsu	CGN Rudong offshore wind farm project	Shanghai Electric	CGN	14	56
Jiangsu	Jiangsu Rudong 100,000-kilowatt offshore wind in the intertidal zone electric project	Shanghai Electric	China Hydropower	32	80
Jiangsu total				86	297
Total				100	360.5
		Shanghai Electric			300
		Goldwind			9
		Dongfang Electric			1.5
		Xiangdian Wind Energy			50

New installed capacity of Chinese offshore wind power manufacturers in 2016
Manufacturer	Rated power (kW)	Number of installed units	Installed capacity (MW)
Shanghai Electric	3600	28	100.8
Shanghai Electric	4000	97	388
Envision Energy	4200	12	50.4
Goldwind	3000	16	48
Chongqing Haizhuang	5000	1	5
Total		154	592.2

Cumulative installed capacity of offshore wind power by manufacturer in China by end of 2018
Manufacturer	MW	Share
Shanghai Electric	2262	50.9%
Vision Energy	784	17.6%
Goldwind	775	17.4%
Sinovel	170	3.8%
China Sea	144	3.2%
Mingyang Intelligent	133	3.0%
United Power	66	1.5%
Xiangdian Wind Energy	63	1.4%
GE	18	0.4%
Dongfang Electric	15	0.3%
Taiyuan Heavy Industry	10	0.2%
Sany Heavy Energy	4	0.1%
Total	4444	100.00%

Cumulative installed capacity of offshore wind power developers in China by the end of 2018
Developer	MW	Share
National Energy Investment Corporation	1510	33.96%
State Power Investment Corporation	802	18.04%
Three Gorges Corporation	575	12.93%
Huaneng Group	310	6.97%
Donghai Wind Power	201	4.52%
State Grid	200	4.50%
Xintian Green Energy	160	3.60%
CGN	152	3.42%
China Southern Power Grid	105	2.36%
Shenergy	104	2.34%
Shanghai Lingang	100	2.25%
Power China	100	2.25%
Fujian Investment	55	1.24%
Datang Group	47	1.06%
Yudean	11	0.25%
Tianrun	9	0.20%
Daoda Heavy Industry	3	0.07%
CNOOC	2	0.04%
Total	4446	100.00%

Installed models of Chinese offshore wind turbine manufacturers in 2019
Manufacturer	KW / turbine	MW	No. Turbines
Shanghai Electric	4000	576	144
Shanghai Electric	6000	36	6
Shanghai Electric	7000	35	5
Envision Energy	4200	151	36
Envision Energy	4500	464	103
Goldwind Technology	2500	120	48
Goldwind Technology	3300	224	68
Goldwind Technology	6450	226	35
Goldwind Technology	6700	34	5
Mingyang Smart	3000	138	46
Mingyang Smart	5500	325	59
Mingyang Smart	7250	7	1
China sea dress	5000	150	30
Xiangdian Wind Energy	4000	8	2
Total		2493	588
http://www.eastwp.net/news/show.php?itemid=60111

As of the end of 2013, the installed units of offshore wind turbines in China
Manufacturer	Number of installed units	Installed capacity (MW)	% capacity
1 Sinovel	56	170	39.7
2 Goldwind	44	109.5	25.5
3 Siemens	21	49.98	11.7
4 United Power	22	39	9.1
5 Chongqing Haizhuang	4	14	3.3
6 Shanghai Electric	6	13.6	3.2
7 Dongfang Electric	2	8	1.9
8 Xiangdian Wind Energy	2	7.5	1.7
9 Envision Energy	3	7	1.6
10 Mingyang Wind Power	3	6	1.4
11 Sany Heavy Energy	2	4	0.9
Total	165	428.58	100
Data source: CWEA
http://www.cwea.org.cn/mag2013_14/201402.pdf

Offshore wind power installations by Chinese wind turbine manufacturers by the end of 2012
Manufacturer	No. Turbines	Installed capacity (MW)	% capacity
Sinovel	56	170	43.6
Goldwind	44	109.5	28.1
Siemens	21	50	12.8
Chongqing Haizhuang	4	14	3.6
Shanghai Electric	6	13.6	3.5
United Power	4	12	3.1
Xiangdian Wind Energy	2	7.5	1.9
Ming Yang	3	6	1.6
Sany Electric	2	4	1
Envision Energy	2	3	0.8
Total	144	389.6	100
https://www.ccchina.org.cn/archiver/ccchinacn/UpFile/Files/Default/20130314144032116079.pdf

Installation of offshore wind turbines in China in 2012
Province	Project name	Developer	Manufacturer	# turbines	Capacity (MW)
Shandong	Binhai Offshore Wind Power Project Phase I	State Power	Guodian United Power	1	3
Shandong	Weifang Experimental Wind Farm	State Power	Guodian United Power	1	6
Fujian	Fuqing Offshore Wind Power Project Prototype	Fujian Investment	Xiangdian Wind Energy	1	5
Jiangsu	Longyuan Rudong intertidal zone project	Longyuan	CSIC Haizhuang	2	10
Jiangsu	Longyuan Rudong 150MW offshore (tide zone) Demonstration Wind Farm	Longyuan	Goldwind	20	50
Jiangsu	Longyuan Rudong 150MW offshore (tide zone) demonstration wind farm capacity increase	Longyuan	Goldwind	20	50
Jiangsu	Xiangshui intertidal zone 3.0MW semi-straight Flooding experimental wind farm	Longyuan	Goldwind	1	3
Total				46	127
https://www.ccchina.org.cn/archiver/ccchinacn/UpFile/Files/Default/20130314144032116079.pdf

Complete list up to 2014: http://pdf.dfcfw.com/pdf/H3_AP201412240007993303_1.pdf

## Turbine_types
Typical design parameters of different types of 3MW wind turbines
Drive	High speed geared	Direct drive	Medium speed hybrid
Generator	Doubly-fed induction	Synchronous permanent magnet	Synchronous permanent magnet
Rated power (kW)	3150	3300	3200
Rated voltage (V)	690	690	690
Rated speed (rpm)	1200	16.9	350
Efficiency	97.2%	94.9%	98.1%
Permanent magnet (kg)	0	1692	306
Copper (kg)	1002	5820	1285
Total weight (tonne)	11.5	77.8	18.4
Source: Ping An Securities (2019-09-03) 产品全面半直驱化，跨越发展正当时, p. 14.
				Comparison of finances of different wind turbine types
				Turbine		Mingyang	Goldwind	Windey
				2 MW	Turbine type / Revenue (100M yuan) / Gross profit margin (%) / Sales (MW) / Cost per watt (yuan) / Revenue per watt (yuan)	HSG-DFIG / 36.6 / 22 / 1174 / 2.44 / 3.12	HSG-DFIG / 143.97 / 19.29 / 4360 / 2.67 / 3.3	HSG-DFIG / 30.43 / 19.27 / 943.2 / 2.6 / 3.23
				3 MW	Turbine type / Revenue (100M yuan) / Gross profit margin (%) / Sales (MW) / Cost per watt (yuan) / Revenue per watt (yuan)	MSH-PMSG 21.08 / 21.0% / 600 / 2.77 / 3.51	DD-PMSG / 19.07 / 19.38 / 342 / 4.5 / 5.58
				5.5 / 5.6 MW offshore	Turbine type / Revenue (100M yuan) / Gross profit margin (%) / Sales (MW) / Cost per watt (yuan) / Revenue per watt (yuan)	MSH-PMSG / 1 / 14.31 / 16.5 / 5.19 / 6.06	MSH-PMSG / 3.71 / -7.01 / 54 / 7.35 / 6.87
				HS-DFIG = high speed geared-doubly fed induction generator / MS-PMSG = medium speed hybrid-permanent magnet synchronous generator / DD-PMSG = direct drive-permanent magnet synchronous generator / Source: Ping An Securities (2019-09-03) 产品全面半直驱化，跨越发展正当时, p. 5.

					The supply of blade manufacturers for wind turbine manufacturers
					Suppliers	Vestas	SGRE	Goldwind	GE	Envision	Mingyang	Nordex	Enercon	Windey	Dongfang
					Own Production
					LM Wind (owned by GE) (DK)
					TPI Composites (US)
					Aeris (BR)
					Sinoma Wind Power Blade (CN)
					Zhuzhou Times New Materials Technology (CN)
					Zhongke Yuneng Technology Development (CN)
					Ningbo Ailon Technology (CN)
					Jilin Chongtong Chengfei New Materials (CN)
					Luoyang Shuangrui Special Equipment (CN)
					Tianshun Wind Energy (Su State) (CN)
					Source: Organized by GWEC Qianzhan Industry Research Institute

## Tech_transfer
Foreign influence on Chinese wind turbine manufacturers
Turbine supplier	Chinese	Started	GW*	Share*	First turbines (MW)	Influence from foreign companies	Notes
Xinjiang Goldwind	金风科技	1998	92.45	23.83%	0.6, 0.75, 1.5, 2.5, 2, 3, 6	- 600kW (1997), 750kW (2001): Jacobs/REpower (DE) license / - 1.2MW (2003), 1.5MW (2005), 2.5MW (2006): Vensys (DE) co-design / - 70% acquisition (2008) of Vensys (DE)
Envision Energy	远景能源	2007-02	46.35	11.95%	1.5, 1.8, 2.1, 2.2, 2.3, 3, 3.6, 4		“solving challenges for the sustainable future of mankind", First to focus on low wind areas, with tall towers and long rotors--first to use 140m tower (2017); high operation reliability.
Mingyang Smart Energy	明阳智能	2006-06	39.41	10.16%	1.5, 3, 6	- 1.5MW (2006), 3/6MW (2008): aerodyn (DE) co-design / - 2x8.3MW floater (2020): aerodyn engineering (DE) codesign	Zhang Qiying. Semi-direct drives account for 93% of Mingyang’s sales capacity.
Guodian United Power	联合动力	2007-06	24.14	6.22%	1.5, 3, 2, 6	- 1.5MW (2006), 2MW: aerodyn (DE) co-design / - 3MW (2010): Garrad Hassan (UK) co-design / - 3MW blades (2010?): Windnovation (DE) co-design / - 3MW DD (2011?): HRS Wind Power / Tech. (CH) co-design / - 11MW (2021): SGRE (ES) license	Zhang Qiying
Shanghai Electric Wind	电气风电 / 上海电气风	2006	25.98	6.70%	1.25, 2, 3.6	- 1.25MW (2006): DeWind (DE) license / - 2MW & blades (2007): aerodyn (DE) co-design / - Two Siemens JVs (2011-2015) / - 4MW (2014), 2.5/4/6 MW (2015), 7MW (2017), 8MW (2018): SGRE (ES) license / - 5.55MW (2020): Winergy (DE) codesign
Dongfang Electric	东方电气	2004	22.44	5.78%	1.5, 2.5, 3, 5.5	- 1.5MW (2004): REpower (DE) license / - 2.5MW (2007): AMSC Windtec (US/AT) license / - 3MW (2010): Moventas (FI) codesign / - 5.5MW (2010): AMSC Windtec (US/AT) codesign	Article says that Dongfang worked with aerodyn, but I can’t find any other reference, so I’m not going to include it.
Zhejiang Windey	运达股份	2001	24.67	6.36%	0.25, 0.75, 0.8, 1.5, 2, 2.5	- 750kW- (2003): REpower (DE) license / - 1.5MW: Garrad Hassan (UK) co-design / - 5MW (2010): aerodyn (DE) co-design
Sinovel Wind Power	华锐风电	2006-02	17.39	4.48%	1.5, 3, 2, 5, 6	- 1.5MW-70/77m (2004): Führlander (DE) license / - 3/5MW (2007): ASMC Windtec (US/AT) / - ae75 blades for 6MW: aerodyn (DE)
CSIC→CSSC Haizhuang	中国海装	2004	20.04	5.16%	0.85, 2, 5, 3, 2.5	- 850kW (2004): Frisia (DE) tech transfer / - 2MW (2007): aerodyn (DE) co-design / - 5MW (2009): MECAL (NL), KK-Electronic (DK) and Lehnhoff Consulting (DE) co-design
CRRC Wind Power	北车风电 → 中车风电	2006-08	15.75	4.06%	CSR: 1.5, 1.65, 2, 2.5, 5 / CNR: 1.5, 2.0	- CSR 1.65MW (2006): AMSC Windtec (US/AT) license / - CNR 1.5 MW (2009): aerodyn (DE) co-design / - CNR 2 MW: Garrad Hassan (UK) co-design
Harbin Electric (acquired XEMC in 2020)	哈电风能 (湘电风能)	2006	12.03	3.10%	XEMC: 1.5, 2.5, 2, 3.6, 5	- XEMC 2MW (2006): JV with Harakosan (JP) to get Zephyros’ tech (NL). / - XEMC 2MW control system (2006): Garrad Hassan (UK) / - XEMC 2/5MW (2009): Darwind (NL) acquisition / - Harbin Turbine 1.25MW: DeWind (DE) / - Harbin Hafei 1/1.5 MW: Deltawind AB (SE) / - Harbin Hafei 1MW, 1.5MW (2005): JV with WinWinD (FI) named Harbin Hafei Weida Wind Power Equipment Co. (哈尔滨哈飞威达风电) / - Harbin Electric 3MW (2010): GE (US/FR) JV	In 2005, Harbin Hafei (哈尔滨哈飞工业) installed 1MW of turbines. / 2009 connected to grid.
SANY Heavy Energy	三一重能	2008-Q1	14.96	3.86%	1.5, 2, 3	- 2MW (2016), 3MW+blades (2017), 8.4MW (2020): aerodyn (DE) co-design / - Blades (2017/19): Windnovation (DE)
Huayi Wind Power (HeWind)	华仪风能	2002-02	2.90	0.75%	0.78, 1.5, 2, 2.5, 3, 5, 6	- 1.5MW&blades (2006): aerodyn (DE) co-design / - 2.0MW: Garrad Hassan (UK) co-design / - 2.5/3MW (2015): aerodyn (DE) co-design / - 6MW (2010): MECAL (NL) co-design	This article says that Huayi Group and Enercon signed a contract to jointly develop a 1.5MW DFIG turbine in Oct. 2006, but I can’t find any other reference, so I don’t trust it.
Xu Ji Wind Power	许继风电	2008-10	2.76	0.71%	2, 2.2, 3, 3.4, 3.6	2 MW (2008): AMSC Windtec (US/AT) license / 2MW: tech transfer from Germany
Taiyuan Heavy Industry	太原重工	2007	1.58	0.41%	1.5, 2, 2.5, 3, 5, 6	- 1.5/5 MW gears (2007): RENK Group (DE) / - 4.5 MW (2020): aerodyn (DE) co-design
Nantong Aerospace Wanyuan Axion Energy	南通航天万源安讯能	2005-07	1.85	0.48%	1.5, 2, 3, 5	1.5MW (2005): JV with Acciona Energia (ES) and China Aerospace Science and Technology Group (中国航天科技集团)	First production in 2006-06-26
Inner Mongolia Aerospace / Wanyuan Wind Power					900kW: EWT (NL) license
Liaoning GaoKe Energy Group	辽宁高科能源集团	2003-03				- 225/750 kW: (2007) NORWIN (DK) JV / - 2.5MW (2007): Führlander (DE) JV	Paid $13.9M for Fuhrlander license, announced in Jan. 2008.
Shenyang Ruixiang Wind Energy Equipment (A-Power subsidiary)	沈阳瑞祥风能	2007-07				- 2.7MW: Führlander (DE) license / - 2MW (2010): AMSC Windtec (US/AT) license	A-Power also had a joint venture with GE to produce wind turbine gearboxes, starting in March 2009.
AVIC Huide Wind Power Engineering	保定惠德风电	2005-03			1, 2	- 1MW: Fuhrlander (DE) license / - 2MW: W2E (DE) license
Baoding Tianwei Wind Power Technology	保定天威风电					1.5MW (2006): Garrad Hassan (UK) co-design
Jiangsu Xinyu Wind Power Equipment (aka New United Wind)	江苏新誉风电设备				1.5	2.0MW: Saarland Univ. (DE) co-design
Jiangsu Wende New Energy Co.	江蘇文德新能源有限公司	2009				2.0MW (2009): DeWind (DE) license / 1.5MW: Garrad Hassan (UK) co-design
Beijing Beizhong Steam Turbine Motor Co.	北京北重汽轮电机	2006				- 2.0MW (2006): DeWind (DE) license / - 2MW (2006-10): JV with REpower (DE) named REpower North Wind Power Equipment Co. (瑞能北方风电设备)
Ningxia Yinxing (Silver Star) Energy Co.	宁夏银星能	2008				- 1MW (2008): Mitsubishi Heavy (JP) / - 2.5MW (2009): Mitsubishi Heavy (JP)
Guangxi Yinhe Avantis Wind Power	广西银河艾万迪斯风力	2007			2.5	2.5MW: JV in 2007 with 25% Avantis (DE) and 75% Changzheng Electric Co.
Xi’an Welde Wind Power Equipment Manufacturing Co.	西安维德风电设备制造	1998-06				600kW-48m (1998): Nordex (DE) JV with Xi’an Welde
Jitong Renewable Energy Development Co.	吉通再生能源开发有限					2.0MW: DeWind (DE)
Nordex (Yinchuan) Wind Equipment		late 2006				1.5MW: Nordex (DE) JV with Ningxia Electric Power Group and Ningxia Tianjing Electric Energy Development Group	This page says the JV was with Fuchunjiang Hydropower Equipment Co.富春江水电设备有限, but I can’t find any other evidence of it.
Jiangsu Futian Nordwind Energy Equipment Co.	江苏复天诺德维德能源					0.85/1.6 MW: Nordwind (DE) JV
China YiTuo Group	中国一拖集团有限公司	1993				- 250kW (1993) HSW (DE) license / - 330/660kW (1998-10): JV between MADE (ES) and China YiTuo Group called Yituo-MADE (Luoyang) Wind Power Equipment Co. (一拖-美德(洛阳)风电设备)
Shanghai Shenxin Wind Power Equipment Co.	上海申新风力发电设备					600kW: Jacobs (DE) license	Company is an investment by Shanghai Electric Machinery Factory Co. and Xinjiang Wind Energy Co. (predecesor to Goldwind)
Wincon West Wind					600kW: Vestfrost (DK)
Baicheng Tongye (Group) Wind Power	白城通业（集团）风电					1.25MW: DeWind (DE)
Jiangxi Med Wind Energy Equipment Co.	江西麦德风能设备					1.5MW: NORWIN (DK)
Jiangxi Green Aiwen New Energy					1.5MW: from Germany
Shengguo Tongyuan Beijing Technology	盛国通元北京科技					1.5MW: aerodyn (DE) co-design
Xuzhou Construction Machinery Group	徐州工程机械集团					1.0/1.5MW: aerodyn (DE) co-design
Sichuan Fengrui Energy Industry	四川风瑞能源					0.85/2MW: Frisia (DE)
Jiuhe Energy	久和能源					0.85/2MW: Windrad (DE)
Shenzhen Yitian Wind Power Equipment Manufacturing	深圳市壹田风电设备					750kW: from Danish design concept
Zhongke Wind Power (Beijing)	中科天道 / 中科風電(北京)	2007-12			1.5, 2.5	1.5MW: aerodyn (DE) co-design
Jiangsu Zhongke Dadi Wind Power / Technology Co.		2009-11			1.5, 2	1.5/2MW: license from Germany
Jilin Tongyu Company	吉林通榆公司				1.25, 2	1.25/2MW: DeWind (DE)	No info about this company, but I suspect it is Jilin Longyuan Wind Power Co. which implemented the Jilin Longyuan Tongyu Wind Power Concession Project in 2006-04.
Suzhou Tepu Wind Power / Technology Co.					750kW / 2MW: license from Germany
Shandong Swiss Electric (aka Shandong Ruiqineng or Weifang Ruiqineng)	瑞其能	2008			1.5, 2.0, 2.5, 3.0, 6.0	1.5MW: license from Germany
Shandong Guofeng Wind Power Equipment Co.					1.5MW: tech transfer from Europe
China Creative Wind Energy (Shenyang Huachuang)	华创风能	2006-04			1.5, 2, 3, 3.6	3MW (2009): Garrad Hassan (UK) co-design	Says it has independent property rights
Total foreign influence			318.352	82.0%
Cumulative total			388.01	100%
* Cumulative total of wind turbines installed in China by end of 2022, according to CWEA.

Sources:
Zhang et al (2012) Kickoff of Offshore Wind Power in China: Playoffs for China Wind Power Development, https://www.sciencedirect.com/science/article/pii/S1878029612002630?ref=pdf_download&fr=RR-2&rr=7936126fc82dd0a9
http://www.sinolube.com/content/details67_23160.html
http://yueyang.0518com.com/industry/67.html
https://www.p5w.net/stock/lzft/hyyj/200712/P020071214398266875238.pdf
https://wenku.baidu.com/view/81e97ca9d1f34693daef3e0e.html?_wkts_=1675873316517
http://webcache.googleusercontent.com/search?q=cache:7I7rmpGVioYJ:www.ccnhcl.com/industry/72.html&cd=18&hl=en&ct=clnk&gl=bo&client=ubuntu
The Innovation Path of the Chinese Wind Power Industry, https://www.idos-research.de/uploads/media/DP_32.2014_neu.pdf
Dewey & LeBoeuf (2010-03) China’s Promotion of the Renewable Electric Power Equipment Industry, https://www.nftc.org/archive/Press%20Release//2010/China%20Renewable%20Energy.pdf

aerodyn clients				45.39%
				82.05%

Nordex (Yinchuan) Wind Equipment (JV Nordex + Ningxia Electric Power Group )					S77 1.5 MW	2007
JV Nordex + Xi'an Aero Engine		1998			0.6 MW
Hara XEMC Windpower (JV Japan's Harakosan + XEMC)					2 MW	2MW DD turbine licensed from Harakosan, which evolved from Lagerwey/Zephyros design. XEMC then bought Darwind to get access to the design.

Baoding Jifeng Wind Energy Electromechanical Equipment Co.	保定吉风风能机电设备					1.5MW: Gilmina, Germany import	I can’t find Gilmina (probably a different spelling), so not sure what was imported.

Most of these companies were out of business by 2015.

Vestas, GE, Siemens Gamesa, Envision Energy, Mingyang Smart, Dongfang Electric and SANY make their own blades. SANY gets it generators from its joint venture Delijia.

## Blades
Wind turbine blade manufacturers
English name	Chinese name	Market share in China	2020 production capacity in China (blade sets)	2020 production capacity in China (MW)	No. of turbine OEMs supplied	Turbine OEMs supplied	Factories in China	Notes
Sinoma Blades	中材叶片	12%	5000	10000	7	Goldwind, Envision, Windey, SGRE (less)	Jiuquan, Gansu, Funing, Jiangsu, Baicheng, Jilin, Xilin, Inner Mongolia, Pingxiang, Jiangxi, & Handan, Hebei	Sinoma produced 11.88GW of blades in 2021 and 12.37GW in 2020. CNBM can produce 15.2GW of blades per year (2020 Sustainability Report)
Times New Materials (CRRC)	时代新材	12%	3000/4100*	10000	6	Envision, Windey, Vestas (less), Nordex (less)	Tianjin, Hunan Xiangtan, Guangming Base, Sheyang, Ordos, etc.	9.76% gross profit margin in 2021
Ailon Technology	艾朗科技	9%	4000	9000	5	Vestas, Goldwind, SGRE (less), Envision (less)	Shanghai, Xing'an League, Gansu Yumen, Hebei Zhangbei, Jiangsu Haimen, etc.	15.76% gross profit margin in 2021
Dongfang Electric	东方电气	10%	4000			Dongfang
Mingyang Blades	明阳叶片	10%	3500/4000*			Mingyang	Zhongshan, Yangjiang, Shanwei, Shayang, Hubei, Xinyang, Tianjin, Ulanchabu, Inner Mongolia, etc.
Zhongfu Lianzhong	中复连众	9%	2500/4000*	6000	8		Lianyungang, Shenyang, Jiuquan, Baotou, Hami, Yuxi, Anyang, etc.
Luoyang Shuangrui Blade (CSSC)	双瑞叶片		2500/2000*	4500	8	CSSC, Goldwind (less)	Luoyang, Henan, Hami, Xinjiang, Dezhou, Shandong, Zhangjiakou, Wulanchabu, Yancheng, Jiangsu, Ordos, and Dalian
LM Wind Power (GE)	LM 风能		2000			GE, Goldwind, Envision, Enercon (less), SGRE (less)		Produced 13567 blades or 4522 rotor sets in 2020, and 13203 blades or 4401 rotor sets in 2021.					profit margin 2021:	-7.35%
TPI Composites			2000			Vestas, SGRE, GE, Nordex, Enercon
Zhongke Yuneng	中科宇能		2000	5000	5	Goldwind, Windey
Chongtong Chengfei	重通成飞		2000	4500	5	Mingyang, Goldwind (less), Windey (less)
United Power	联合动力		1500			United Power	Zhangjiakou, Jilin Tongyu, and Shaoshan
SANY Blade	三一叶片	4%	1500			SANY
Tianshun Blade	天顺叶片	2%	1500	3000	3	Envision
Shanghai Glass Institute	上玻院		1200	1400
Shandong Guochuang	山东国创		1000
Jiuding New Material	九鼎新材		800
Hongye Wind Power	红叶风电		700
Huaen Wind Power	华恩风电		600
Aeris					Vestas, GE (less), Enercon (less)
* First number is the number of rotor sets that REDBlades lists in the article’s text, and the second is found in the article’s graphic. / Source: REDBlades (2021-08-27) 中国风电叶片产能, 企业竞争格局, 原材料价格分析!; OFweek 风电网 (2021-08-19) 中材科技VS时代新材, 谁是风电叶片行业之王?; Guorong Securities (2022-01-12) 风电行业

Market position of independent manufacturers of wind turbine blades in China (unit: MW/year)
Company Name	Chinese name	Supply chain	Production capacity
Sinoma Technology Wind Power Blade Co., Ltd.	中材科技风电叶片股份有限公司	7	10000
Zhuzhou Times New Material Technology Co., Ltd.	株洲时代新材料科技股份有限公司	6	10000
Ailon Technology Co., Ltd.	艾郎科技股份有限公司	5	9000
China Composites Group Co., Ltd.	中国复合材料集团有限公司	8	6000
Zhongke Yuneng Technology Development Co., Ltd.	中科宇能科技发展有限公司	5	5000
Luoyang Shuangrui Wind Power Blade Co	洛阳双瑞风电叶片有限公司	8	4500
Jilin Chongtong Chengfei New Material Co., Ltd.	吉林重通成飞新材料股份公司	5	4500
Tianshun Wind Energy (Suzhou) Co., Ltd.	天顺风能 ( 苏州) 股份有限公司	3	3000
Shanghai FRP Research Institute Co., Ltd.	上海玻璃钢研究院有限公司	/	1400
Jiangsu Jiuding New Material Co., Ltd.	江苏九鼎新材料股份有限公司	/
Source: Organized by GWEC Qianzhan Industry Research Institute
https://windpower.ofweek.com/2021-08/ART-330000-8460-30519417.html

The supply of blade manufacturers to wind turbine manufacturers
Suppliers	Chinese name	Vestas	SGRE	Goldwind	GE	Envision	Mingyang	Nordex Group	Enercon	Windey	Dongfang
Own Production		more	more		By LM	less	more	more	more		more
LM Wind (owned by GE)	LM 风能		less	more	more	more			less
TPI Composites Inc.		more	more		more			more	more
Aeris		more			less				less
Sinoma Science & Technology Wind Turbine Blade Co., Ltd.	中材科技风电叶片股份有限公司			more	less	more				more
Zhuzhou Times New Material Technology Stock 29529599 Co., Ltd.	株洲 时代 新 材料科技股 29529599 份有限公司	less				more		less		more
Zhongke Yuneng Technology Development Co., Ltd.	中科宇能科技 发展有限公司			more					more
Ailon Technology Co., Ltd.	艾郎科技股份有限公司	more	less	more		less
Jilin Chongtong Chengfei New Material Co., Ltd.	吉林重通成飞新材料股份公司			less			more			less
Luoyang Shuangrui Special Equipment Co., Ltd.	洛阳双瑞特种装备有限公司			less
Tianshun Wind Energy (Suzhou) Co., Ltd.	天顺风能 (苏州) 股份有限 公司					more

Source: Organized by GWEC Qianzhan Industry Research Institute
https://windpower.ofweek.com/2021-08/ART-330000-8460-30519417.html

Revenue of leading wind turbine blade manufacturers
	Millions of local currency (DKK or yuan)					Millions of USD
Company	2016	2017	2018	2019	2020	2021	2016	2017	2018	2019	2020	2021
LM Wind Power	1183.664	1494.416	1984.773	4796.662	4937.431	5579.671	170.07	214.72	285.18	689.20	709.43	801.70
Sinoma (wind blade division)	3234	2925	3329	5039	8977.453	6976.131	475.06	429.67	489.02	740.21	1318.75	1024.76
Zhuzhou Times New Materials (wind blade division)	2721	2021	2286	2325	6883	5097.961	399.70	296.88	335.80	341.53	1011.08	748.87

https://windpower.ofweek.com/2021-08/ART-330000-8460-30519417.html
LM Annual Report 2020, 2021
1 USD = 6.80756 CNY
1 USD = 6.95976 DKK
Sinoma Annual Report 2021
Zhuzhou Times New Material Annual Report 2021

LM Wind Power’s blade production
	2015	2016	2017	2018	2019	2020	2021
Cum. number of blades				215000	228000	241000	254200
Cum. GW				102	113	121	133
Annual GW					11	8	12
Annual number of blades	9474	10477	11781	10979	13752	13567	13203
Revenue for wind turbine blade manufacturers
Amos Batto, data from company reports
Millions of US dollars

## Chinese_OEMs
Wind turbine manufacturers in China
#	Company name	Chinese name	Model	Technology source	Investor
1	Ruineng North Wind Power Equipment Co., Ltd.	瑞能北方风电设备有限公司	MM70/2M, MM82, MM92	REpower Systems AG	REpower 50.01%, NHIC 33.34%, HONITON 16.65%
2	Dongfang Gas Turbine Works	东方气轮机厂	MD70, MD77 1.5M	REpower Systems AG
3	Zhejiang Yunda Wind Power Engineering Co., Ltd.	浙江运达风力发电工程有限公司	FD26-250kW, WD49-750kW, 1.5MW	Repower Systems AG	China Energy Conservation Investment Corp. (中国节能投资公司), Zhejiang Mechanical and Electrical Group Corp. (浙江省机电集团公司)
4	Xinjiang Goldwind Technology Co., Ltd.	新疆金风科技股份有限公司	s43/600kW, s48/750kW, 62/1200kW, 70/1500kW	REpower Systems AG
5	Nantong Kailian Wind Power Equipment Co., Ltd.	南通锴炼风电设备有限公司	1.5MW, 2MW(KL-80)	Tsinghua University	Nantong Kailian (南通锴炼)
6	Sinovel Wind Power Technology Co., Ltd.	华锐风电科技有限公司	1.5M	FURLANDER	Dalian Heavy Industry (大连重工)
7	Baoding Huide Wind Power Engineering Co., Ltd.	保定惠德风电工程有限公司	FL1000 kW	FURLANDER	Baoding Huiyang Aviation Propeller Manufacturing Factory (保定惠阳航空螺旋桨制造厂)
8	Harbin Electric Power Generation Equipment National Engineering Research Center Co., Ltd.	哈电发电设备国家工程研究中心有限公司	1.2M	Independent
9	Beijing Beizhong Gas Turbine Motor Co., Ltd.	北京北重气轮电机有限责任公司	D8/2000KW	DEWIND
10	Shanghai Electric Wind Power Equipment Co., Ltd.	上海电气风电设备有限公司	D6/1250KW	DEWIND	Shanghai Electric (上海电气) 65%, China Huadian Engineering (中国华电工程) 35%
11	Changzhou Rail Vehicle Traction Drive Engineering Technology Research Center	常州轨道车辆牵引传动工程技术研究中心	1.5M	Germany and Shenyang
12	CSIC Haizhuang Wind Power Equipment Co., Ltd.	中船重工海装风电设备有限公司	2M	Jointly designed by Aerodyn	China Shipbuilding Industry Corporation, heavy gear, etc (中船重工,重齿等)
13	Ende (Yinchuan) Wind Power Equipment Manufacturing Co., Ltd.	恩德( 银川) 风电设备制造有限公司	S77/1500KW	NORDEX	Ningxia Power (宁夏电力), Ningxia Tianjing (宁夏天净), NORDEX
14	Hunan Xiangdian Wind Energy Co., Ltd.	湖南湘电风能有限公司	2M direct drive	Hara Hiroshi	Xiangtan Electric Co. (湘潭电机股份有限公司), Hara Hiroshi Co. (日本原弘产株式会社)
15	Shenyang Huachuang Wind Energy Co., Ltd.	沈阳华创风能有限公司	1.5M	Shenyang University of Technology	Shenyang University of Technology (沈阳工业大学), Qingdao Guodian Lande Environmental Engineering Co. (青岛国电蓝德环境工程有限公司)
16	Harbin Hafei Weida Wind Power Equipment Co., Ltd.	哈尔滨哈飞威达风电设备有限公司	1M, 3M	WinWinD	AVIC II Group (中航二集团), WinWinD (Finland)
17	Nantong Aerospace Wanyuan Anxinneng Wind Power Equipment Manufacturing Co., Ltd.	南通航天万源安讯能风电设备制造有限公司	1.5MW AW-77	EHN	AVIC Technology Corporation (中航科技公司), EHN (Spain)
18	Chongqing Huayu Electric Instrument General Factory	重庆华渝电气仪表总厂	850KW	Frisia (Germany)
19	Zhuzhou CSR	株洲南车时代	WT1.65MW pitch	Windtec	Zhuzhou Electric Locomotive Research Institute (株洲电力机车研究所)
20	Guangdong Mingyang Wind Power Technology Co., Ltd.	广东明阳风电技术有限公司	1.5MW	joint design with Aerodyn	Guodian Yudean (国电粤电)
21	Weifang Zhongyun Wind Power Co., Ltd.	潍坊中云风电有限公司
22	Xi'an Weide Wind Power Equipment Manufacturing Co., Ltd.	西安维德风电设备制造有限公司
23	Beijing Wandian Co., Ltd.	北京万电有限责任公司
24	Zhejiang Huayi Goldwind Wind Energy Co., Ltd.	浙江华仪金风风能有限公司	780KW, 1.5 MW	Jointly designed with Aerodyn	Huayi Electric (华仪电气)
25	Wuxi Baonan Machinery Manufacturing Co., Ltd.	无锡宝南机器制造有限公司	2MW	independent
26	Jilin Tongyu Company	吉林通榆公司	D6, D8	DEWIND
27	Yangtze River Three Gorges Development Company	长江三峡开发公司	1.5MW Vertical Shaft
28	Shanghai Wonder Wind Power Co., Ltd.	上海万德风电有限公司	1MW direct drive	independent
29	Baoding Tianwei Wind Power Technology Co., Ltd.	保定天威风电科技有限公司	1.5MW	entrusted GH to design	Tianwei Baobian (天威保变)
30	Fuchunjiang Hydropower Equipment Co., Ltd.	富春江水电设备有限公司
31	Shenyang Zhongke Tiandao New Energy Equipment Co., Ltd.	沈阳中科天道新能源装备股份有限公司			Chinese Academy of Sciences Shenyang SIASUN Robot Automation Co. (中科院沈阳新松机器人自动化股份有限公司), Dongdian Maolin Wind Energy Development Co. (东电茂霖风能发展有限公司)
32	Guodian United Power Technology Co., Ltd.	国电联合动力技术有限公司	1.5MW	joint design with Aerodyn	China Electronics (国电子公司)
33	Liaoning Baohualun Fan Manufacturing Co., Ltd.	辽宁宝华伦风机制造有限公司	1MW direct drive	Shenyang University of Technology	Telecom Yingkou Co. (电信营口公司), Shenyang University of Technology (沈阳工业大学)
34	Wuhan Guoce Nord New Energy Co., Ltd.	武汉国测诺德新能源有限公司	1MW fixed propeller, double blade; 1.5M	Sweden Deltawind AB
35	Lanzhou Electric Co., Ltd.	兰州电机有限公司	1MW	Shenyang University of Technology
36	Daqing Ruihao Energy Technology Co., Ltd.	大庆瑞好能源科技有限公司	1.5MW	Shenyang University of Technology
37	Guangzhou Yingge Wind Power Equipment Manufacturing Co., Ltd.	广州英格风电设备制造有限公司	EG50/850
38	Shenyang Yuanda Motor Company	沈阳远大电机公司	1MW	Shenyang University of Technology	Shenyang Yuanda Group (沈阳远大集团)
39	Guangxi Yinhe Wind Power Co., Ltd.	广西银河风力发电有限公司	2.5MW		Galaxy Group (银河集团)
40	General Electric Energy (Shenyang) Co., Ltd.	通用电气能源(沈阳)有限公司		GE
41	MeiG Energy Equipment (Daqing) Co., Ltd.	美格能源设备 (大庆) 有限公司	1.2MW permanent magnet direct drive
42	Foshan Yitian Wind Power Equipment Manufacturing Co., Ltd.	佛山市壹田风电设备制造有限公司	750kW YT-S50/750
43	Wuxi Envision Energy Technology Co., Ltd.	无锡远景能源科技有限公司	1.5MW
44	Sinosteel Xi'an Heavy Machinery Co., Ltd.	中钢集团西安重机有限公司			Shenyang University of Technology (沈阳工业大学)
45	Jiangsu Futian Nordwind Energy Equipment Co., Ltd.	江苏复天诺德文德能源设备有限公司	FN44-850HY, FN66-1600HY Double blades, hydraulic speed increase	NORDWIND	NORDWIND
46	Fengdian Energy Technology Co., Ltd.	锋电能源技术有限公司	1.5MW	Shenyang University of Technology	Beijing Jingneng Group (北京京能集团)
47	Shengguo Tongyuan (Beijing) Technology Co., Ltd.	盛国通元(北京)科技有限公司	1.5MW joint design with Aerodyn
48	Xuzhou Construction Machinery Group Co., Ltd.	徐州工程机械集团有限公司	1.5MW joint design with Aerodyn		Xuzhou Construction Machinery Group Co., Ltd. (徐州工程机械集团有限公司)
49	Beijing Sound Environmental Protection Group	北京桑德环保集团
50	Shandong Changxing Wind Power Technology Co., Ltd.	山东长星风电科技有限公司	1MW, 1.5MW, 2MW, 2.5MW
51	Suzhou Tepu Wind Energy Technology Co., Ltd.	苏州特谱风能技术有限公司	760W	independent

Source:	https://wenku.baidu.com/view/81e97ca9d1f34693daef3e0e.html?_wkts_=1675779285141

## H2_stations
Number of hydrogen fueling stations per country
Country	Number
China	250
Japan	161
S. Korea	141
Germany	93
USA	54	(53 in California and 1 in Hawaii)
France	21
Switzerland	13
Netherlands	11
Canada	9
Denmark	7
England	7
Austria	5
Belgium	5
Norway	5
Sweden	4
Australia	4
India	3
Spain	3
Iceland	2
Scotland	2
Hungary	1
Latvia	1
Malaysia	1
Saudia Arabia	1
Costa Rica	1
Brazil	1
Taiwan	1
UAE	1
Italy	1
Wales	1
Total	810
Source: https://www.statista.com/statistics/1026719/number-of-hydrogen-fuel-stations-by-country/

## EV_batteries
Top 10 global battery makers for EVs, Jan-Sep 2022
Rank	Battery maker	Installation (GWh)	YoY (%)	Market share(%)
1	CATL	119.8	100.3%	35.1%
2	LG Energy Solution	48.1	14.1%	14.1%
3	BYD	43.6	177.0%	12.8%
4	Panasonic	27.8	4.4%	8.1%
5	SK On	21.2	92.0%	6.2%
6	Samsung SDI	16.6	65.1%	4.9%
7	CALB	13.7	151.6%	4.0%
8	Guoxuan (Gotion)	9.9	149.5%	2.9%
9	Sunwoda	5.9	414.2%	1.7%
10	Svolt	4.5	151.9%	1.3%
	Others	30.3	76.6%	8.9%
	Total	341.3	75.2%	100.0%

	China	197.4		63.5%
	S. Korea	85.9		27.6%
	Japan	27.8		8.9%